## Sheet1
id | field | vvl | name | note
1 | AliquotAmountUnits | cm2 | square centimeters
2 | AliquotAmountUnits | cm3 | cubic centimeter
3 | AliquotAmountUnits | g | gram
4 | AliquotAmountUnits | kg | kilograms
5 | AliquotAmountUnits | L | liter
6 | AliquotAmountUnits | m2 | square meters
7 | AliquotAmountUnits | m3 | cubic meters
8 | AliquotAmountUnits | mg | milligram
9 | AliquotAmountUnits | mL | milliliter
10 | AliquotAmountUnits | ng | nanogram
11 | AliquotAmountUnits | pg | picogram
12 | AliquotAmountUnits | ug | microgram
13 | AliquotAmountUnits | uL | microliter
14 | AliquotAmountUnits | wipe | wipe
16 | AnalyteType | Derived |  | An analyte that is derived or calculated from other method measured analytes.
17 | AnalyteType | Instrument_Performance |  | For USEPA_CLP use only.
18 | AnalyteType | Interferent |  | This type of analyte might be added to a sample but never actually measured.
19 | AnalyteType | Internal_Standard
20 | AnalyteType | Monitor |  | This type of analyte might be added to a sample and a result actually determined.
21 | AnalyteType | Spike
22 | AnalyteType | Surrogate
23 | AnalyteType | System_Monitoring_Compound
24 | AnalyteType | Target |  | Target' is the default valid value.
25 | AnalyteType | TIC |  | Tentatively Identified Compound
26 | AnalyteType | Tracer
27 | CASRegistryNumber | 100-01-6 | 4-Nitroaniline
28 | CASRegistryNumber | 100-02-7 | 4-Nitrophenol
29 | CASRegistryNumber | 100-41-4 | Ethylbenzene
30 | CASRegistryNumber | 100-42-5 | Styrene
31 | CASRegistryNumber | 100-44-7 | alpha-Chlorotoluene
32 | CASRegistryNumber | 100-51-6 | Benzyl alcohol
33 | CASRegistryNumber | 10061-01-5 | cis-1,3-Dichloropropene
34 | CASRegistryNumber | 10061-02-6 | trans-1,3-Dichloropropene
35 | CASRegistryNumber | 101-33-3 | Azobenzene
36 | CASRegistryNumber | 101-55-3 | 4-Bromophenyl-phenylether
37 | CASRegistryNumber | 1024-57-3 | Heptachlor epoxide
38 | CASRegistryNumber | 1031-07-8 | Endosulfan sulfate
39 | CASRegistryNumber | 103-65-1 | n-Propylbenzene
40 | CASRegistryNumber | 104-51-8 | n-Butylbenzene
41 | CASRegistryNumber | 105-67-9 | 2,4-Dimethylphenol
42 | CASRegistryNumber | 106-43-4 | 4-Chlorotoluene
43 | CASRegistryNumber | 106-46-7 | 1,4-Dichlorobenzene
44 | CASRegistryNumber | 106-47-8 | 4-Chloroaniline
45 | CASRegistryNumber | 106-93-4 | 1,2-Dibromoethane
46 | CASRegistryNumber | 106-99-0 | 1,3-Butadiene
47 | CASRegistryNumber | 107-05-1 | Allyl chloride
48 | CASRegistryNumber | 107-06-2 | 1,2-Dichloroethane
49 | CASRegistryNumber | 107-13-1 | 2-Propenenitrile
50 | CASRegistryNumber | 108-05-4 | Vinyl acetate
51 | CASRegistryNumber | 108-10-1 | 4-Methyl-2-pentanone
52 | CASRegistryNumber | 108-20-3 | Di-isopropyl ether
53 | CASRegistryNumber | 108-60-1 | Bis(2-chloro-1-methylethyl) ether
54 | CASRegistryNumber | 108-67-8 | 1,3,5-Trimethylbenzene
55 | CASRegistryNumber | 108-86-1 | Bromobenzene
56 | CASRegistryNumber | 108-88-3 | Toluene
57 | CASRegistryNumber | 108-90-7 | Chlorobenzene
58 | CASRegistryNumber | 108-95-2 | Phenol
59 | CASRegistryNumber | 109-99-9 | Tetrahydrofuran
60 | CASRegistryNumber | 110-54-3 | n-Hexane
61 | CASRegistryNumber | 110-57-6 | trans 1,4-Dichloro-2-Butene
62 | CASRegistryNumber | 110-82-7 | Cyclohexane
63 | CASRegistryNumber | 110-86-1 | Pyridine
64 | CASRegistryNumber | 11096-82-5 | PCB-1260 (Aroclor-1260)
65 | CASRegistryNumber | 11097-69-1 | PCB-1254 (Aroclor 1254)
66 | CASRegistryNumber | 11100-14-4 | PCB-1268 (Aroclor 1268)
67 | CASRegistryNumber | 11104-28-2 | PCB-1221 (Aroclor-1221)
68 | CASRegistryNumber | 11141-16-5 | PCB-1232 (Aroclor 1232)
69 | CASRegistryNumber | 111-44-4 | Bis(2-Chloroethyl)ether
70 | CASRegistryNumber | 111-91-1 | Bis(2-Chloroethoxy)methane
71 | CASRegistryNumber | 117-81-7 | bis(2-Ethylhexyl)phthalate
72 | CASRegistryNumber | 117-84-0 | di-n-Octylphthalate
73 | CASRegistryNumber | 118-74-1 | Hexachlorobenzene
74 | CASRegistryNumber | 118-79-6 | 2,4,6-Tribromophenol
75 | CASRegistryNumber | 118-96-7 | 2,4,6-Trinitrotoluene
76 | CASRegistryNumber | 120-12-7 | Anthracene
77 | CASRegistryNumber | 120-82-1 | 1,2,4-Trichlorobenzene
78 | CASRegistryNumber | 120-83-2 | 2,4-Dichlorophenol
79 | CASRegistryNumber | 121-14-2 | 2,4-Dinitrotoluene
80 | CASRegistryNumber | 121-82-4 | Hexahydro-1,3,5-trinitro-1,3,5-triazine
81 | CASRegistryNumber | 123-91-1 | 1,4-Dioxane
82 | CASRegistryNumber | 124-48-1 | Chlorodibromomethane
83 | CASRegistryNumber | 12672-29-6 | PCB-1248 (Aroclor-1248)
84 | CASRegistryNumber | 12674-11-2 | PCB-1016 (Aroclor-1016)
85 | CASRegistryNumber | 127-18-4 | Tetrachloroethene
86 | CASRegistryNumber | 129-00-0 | Pyrene
87 | CASRegistryNumber | 131-11-3 | Dimethylphthalate
88 | CASRegistryNumber | 13127-88-3 | Phenol-d6 (S)
89 | CASRegistryNumber | 1319-77-3 | 3&4-Methylphenol (p&m-Cresol)
90 | CASRegistryNumber | 132-64-9 | Dibenzofuran
91 | CASRegistryNumber | 1330-20-7 | Xylenes, Total
92 | CASRegistryNumber | 1336-36-3 | PCB, Total
93 | CASRegistryNumber | 135-98-8 | sec-Butylbenzene
94 | CASRegistryNumber | 136777-61-2 | XYLENE, ISOMERS M & P
95 | CASRegistryNumber | 141-78-6 | Ethyl acetate
96 | CASRegistryNumber | 142-28-9 | 1,3-Dichloropropane
97 | CASRegistryNumber | 142-82-5 | n-Heptane
98 | CASRegistryNumber | 14797-65-0 | Nitrite-N
99 | CASRegistryNumber | 14808-79-8 | Sulfate As SO4
100 | CASRegistryNumber | 156-59-2 | cis-1,2-Dichloroethene
101 | CASRegistryNumber | 156-60-5 | trans-1,2-Dichloroethene
102 | CASRegistryNumber | 15831-10-4 | 3-Methylphenol/4-Methylphenol Coelution
103 | CASRegistryNumber | 1634-04-4 | Methyl tert-Butyl ether
104 | CASRegistryNumber | 16887-00-6 | Chloride
105 | CASRegistryNumber | 16984-48-8 | Fluoride
106 | CASRegistryNumber | 17060-07-0 | 1,2-Dichloroethane-d4 (S)
107 | CASRegistryNumber | 1718-51-0 | Terphenyl-d14 (S)
108 | CASRegistryNumber | 1763-23-1 | Perfluorooctanesulfonic acid (PFOS)
109 | CASRegistryNumber | 179601-23-1 | m&p-Xylene
110 | CASRegistryNumber | 18540-29-9 | Chromium, Hexavalent
111 | CASRegistryNumber | 1868-53-7 | Dibromofluoromethane
112 | CASRegistryNumber | 191-24-2 | Benzo(g,h,i)perylene
113 | CASRegistryNumber | 193-39-5 | Indeno(1,2,3-cd)pyrene
114 | CASRegistryNumber | 19406-51-0 | 4-Amino-2,6-dinitrotoluene
115 | CASRegistryNumber | 2037-26-5 | Toluene-d8 (S)
116 | CASRegistryNumber | 2051-24-3 | Decachlorobiphenyl (S)
117 | CASRegistryNumber | 205-99-2 | Benzo[b]fluoranthene
118 | CASRegistryNumber | 206-44-0 | Fluoranthene
119 | CASRegistryNumber | 207-08-9 | Benzo[k]fluoranthene
120 | CASRegistryNumber | 208-96-8 | Acenaphthylene
121 | CASRegistryNumber | 218-01-9 | Chrysene
122 | CASRegistryNumber | 2199-69-1 | 1,2-Dichlorobenzene-d4 (S)
123 | CASRegistryNumber | 24959-67-9 | Bromide
124 | CASRegistryNumber | 2691-41-0 | Octahydro-1,3,5,7-tetranitro-1,3,5,7-tetrazocine
125 | CASRegistryNumber | 309-00-2 | Aldrin
126 | CASRegistryNumber | 319-84-6 | alpha-BHC
127 | CASRegistryNumber | 319-85-7 | beta-BHC
128 | CASRegistryNumber | 319-86-8 | delta-BHC
129 | CASRegistryNumber | 321-60-8 | 2-Fluorobiphenyl (S)
130 | CASRegistryNumber | 33213-65-9 | Endosulfan II
131 | CASRegistryNumber | 335-67-1 | Perfluoro-n-octanoic acid (PFOA)
132 | CASRegistryNumber | 3386-33-2 | 1-Chlorooctadecane
133 | CASRegistryNumber | 355-46-4 | Perfluorohexanesulfonic acid (PFHxS)
134 | CASRegistryNumber | 35572-78-2 | 2-Amino-4,6-dinitrotoluene
135 | CASRegistryNumber | 367-12-4 | 2-Fluorophenol
136 | CASRegistryNumber | 37324-23-5 | PCB-1262 (Aroclor 1262)
137 | CASRegistryNumber | 375-73-5 | Perfluorobutanesulfonic acid (PFBS)
138 | CASRegistryNumber | 375-85-9 | Perfluoro-n-heptanoic acid (PFHpA)
139 | CASRegistryNumber | 375-95-1 | Perfluoro-n-nonanoic acid (PFNA)
140 | CASRegistryNumber | 4165-60-0 | Nitrobenzene-d5 (S)
141 | CASRegistryNumber | 4165-62-2 | Phenol-d5 (S)
142 | CASRegistryNumber | 438-22-2 | 5a-Androstane (S)
143 | CASRegistryNumber | 460-00-4 | 4-Bromofluorobenzene (S)
144 | CASRegistryNumber | 479-45-8 | Methyl-2,4,6-trinitrophenylnitramine
145 | CASRegistryNumber | 50-29-3 | 4,4'-DDT
146 | CASRegistryNumber | 50-32-8 | Benzo[a]pyrene
147 | CASRegistryNumber | 5103-71-9 | cis-Chlordane
148 | CASRegistryNumber | 5103-74-2 | gamma-Chlordane
149 | CASRegistryNumber | 51-28-5 | 2,4-Dinitrophenol
150 | CASRegistryNumber | 526-73-8 | 1,2,3-Trimethylbenzene
151 | CASRegistryNumber | 534-52-1 | 2-Methyl-4,6-dinitrophenol
152 | CASRegistryNumber | 53469-21-9 | PCB-1242 (Aroclor-1242)
153 | CASRegistryNumber | 53494-70-5 | Endrin ketone
154 | CASRegistryNumber | 53-70-3 | Dibenz[a,h]anthracene
155 | CASRegistryNumber | 540-36-3 | 1,4-Difluorobenzene (S)
156 | CASRegistryNumber | 540-84-1 | 2,2,4-Trimethylpentane
157 | CASRegistryNumber | 541-73-1 | 1,3-Dichlorobenzene
158 | CASRegistryNumber | 544-10-5 | 1-Chlorohexane
159 | CASRegistryNumber | 55-63-0 | Nitroglycerin
160 | CASRegistryNumber | 56-23-5 | Carbon tetrachloride
161 | CASRegistryNumber | 563-58-6 | 1,1-Dichloropropene
162 | CASRegistryNumber | 56-55-3 | Benzo[a]anthracene
163 | CASRegistryNumber | 56832-73-6 | Benzo[b]fluoranthene and Benzo[k]fluoranthene
164 | CASRegistryNumber | 57-74-9 | Chlordane (Technical)
165 | CASRegistryNumber | 58-89-9 | gamma-BHC (Lindane)
166 | CASRegistryNumber | 591-78-6 | 2-Hexanone
167 | CASRegistryNumber | 594-20-7 | 2,2-Dichloropropane
168 | CASRegistryNumber | 59-50-7 | 4-Chloro-3-methylphenol
169 | CASRegistryNumber | 60-29-7 | Ethyl ether
170 | CASRegistryNumber | 60-57-1 | Dieldrin
171 | CASRegistryNumber | 606-20-2 | 2,6-Dinitrotoluene
172 | CASRegistryNumber | 610-39-9 | 3,4-Dinitrotoluene
173 | CASRegistryNumber | 621-64-7 | N-Nitroso-di-n-propylamine
174 | CASRegistryNumber | 622-96-8 | 4-Ethyltoluene
175 | CASRegistryNumber | 62-53-3 | Aniline
176 | CASRegistryNumber | 62-75-9 | N-Nitrosodimethylamine
177 | CASRegistryNumber | 630-02-4 | n-Octacosane (S)
178 | CASRegistryNumber | 630-20-6 | 1,1,1,2-Tetrachloroethane
179 | CASRegistryNumber | 638-68-6 | n-Triacontane (S)
180 | CASRegistryNumber | 64-17-5 | Ethanol
181 | CASRegistryNumber | 65-85-0 | Benzoic acid
182 | CASRegistryNumber | 67-63-0 | 2-Propanol
183 | CASRegistryNumber | 67-64-1 | Acetone
184 | CASRegistryNumber | 67-66-3 | Chloroform
185 | CASRegistryNumber | 67-72-1 | Hexachloroethane
187 | CASRegistryNumber | 7005-72-3 | 4-Chlorophenyl-phenylether
188 | CASRegistryNumber | 71-43-2 | Benzene
189 | CASRegistryNumber | 71-55-6 | 1,1,1-Trichloroethane
190 | CASRegistryNumber | 72-20-8 | Endrin
191 | CASRegistryNumber | 72-43-5 | Methoxychlor
192 | CASRegistryNumber | 72-54-8 | 4,4'-DDD
193 | CASRegistryNumber | 72-55-9 | 4,4'-DDE
194 | CASRegistryNumber | 7297-45-2 | 2-Methylnaphthalene-d10 (S)
195 | CASRegistryNumber | 7421-93-4 | Endrin aldehyde
196 | CASRegistryNumber | 7429-90-5 | Aluminum
197 | CASRegistryNumber | 7439-89-6 | Iron
198 | CASRegistryNumber | 7439-92-1 | Lead
199 | CASRegistryNumber | 7439-95-4 | Magnesium
200 | CASRegistryNumber | 7439-96-5 | Manganese
201 | CASRegistryNumber | 7439-97-6 | Mercury
202 | CASRegistryNumber | 7440-02-0 | Nickel
203 | CASRegistryNumber | 7440-22-4 | Silver
204 | CASRegistryNumber | 7440-23-5 | Sodium
205 | CASRegistryNumber | 7440-28-0 | Thallium
206 | CASRegistryNumber | 7440-36-0 | Antimony
207 | CASRegistryNumber | 7440-38-2 | Arsenic
208 | CASRegistryNumber | 7440-39-3 | Barium
209 | CASRegistryNumber | 7440-41-7 | Beryllium
210 | CASRegistryNumber | 7440-43-9 | Cadmium
211 | CASRegistryNumber | 7440-47-3 | Chromium
212 | CASRegistryNumber | 7440-48-4 | Cobalt
213 | CASRegistryNumber | 7440-50-8 | Copper
214 | CASRegistryNumber | 7440-62-2 | Vanadium
215 | CASRegistryNumber | 7440-66-6 | Zinc
216 | CASRegistryNumber | 7440-70-2 | Calcium
217 | CASRegistryNumber | 74-83-9 | Bromomethane
218 | CASRegistryNumber | 74-85-3 | Dibromomethane
219 | CASRegistryNumber | 74-87-3 | Chloromethane
220 | CASRegistryNumber | 74-88-4 | Iodomethane
221 | CASRegistryNumber | 74-95-3 | Dibromomethane
222 | CASRegistryNumber | 74-97-5 | Bromochloromethane
223 | CASRegistryNumber | 75-00-3 | Chloroethane
224 | CASRegistryNumber | 75-01-4 | Vinyl chloride
225 | CASRegistryNumber | 75-09-2 | Methylene chloride
226 | CASRegistryNumber | 75-15-0 | Carbon disulfide
227 | CASRegistryNumber | 75-25-2 | Bromoform
228 | CASRegistryNumber | 75-27-4 | Bromodichloromethane
229 | CASRegistryNumber | 75-34-3 | 1,1-Dichloroethane
230 | CASRegistryNumber | 75-35-4 | 1,1-Dichloroethene
231 | CASRegistryNumber | 75-43-4 | Dichlorofluoromethane
232 | CASRegistryNumber | 75-69-4 | Trichlorofluoromethane
233 | CASRegistryNumber | 75-71-8 | Dichlorodifluoromethane
234 | CASRegistryNumber | 76-13-1 | 1,1,2-Trichlorotrifluoroethane
235 | CASRegistryNumber | 76-14-2 | 1,2-Dichloro-1,1,2,2-tetrafluoroethane
236 | CASRegistryNumber | 7631-99-4 | Nitrate-N
237 | CASRegistryNumber | 76-44-8 | Heptachlor
238 | CASRegistryNumber | 77-47-4 | Hexachlorocyclopentadiene
239 | CASRegistryNumber | 7782-49-2 | Selenium
240 | CASRegistryNumber | 78-11-5 | Pentaerythritol tetranitrate
241 | CASRegistryNumber | 78-59-1 | Isophorone
242 | CASRegistryNumber | 78-75-1 | 1,2-Dibromopropane
243 | CASRegistryNumber | 78-87-5 | 1,2-Dichloropropane
244 | CASRegistryNumber | 78-93-3 | 2-Butanone
245 | CASRegistryNumber | 79-00-5 | 1,1,2-Trichloroethane
246 | CASRegistryNumber | 79-01-6 | Trichloroethene
247 | CASRegistryNumber | 79-34-5 | 1,1,2,2-Tetrachloroethane
248 | CASRegistryNumber | 8001-35-2 | Toxaphene
249 | CASRegistryNumber | 8006-61-9 | TPHGAK C6 to C10
250 | CASRegistryNumber | 82600-58-6 | Total Organic Carbon 3
251 | CASRegistryNumber | 83-32-9 | Acenaphthene
252 | CASRegistryNumber | 84-15-1 | o-Terphenyl (S)
253 | CASRegistryNumber | 84-66-2 | Diethylphthalate
254 | CASRegistryNumber | 84-74-2 | Di-n-butylphthalate
255 | CASRegistryNumber | 85-01-8 | Phenanthrene
256 | CASRegistryNumber | 85-68-7 | Butylbenzylphthalate
257 | CASRegistryNumber | 86-30-6 | N-Nitrosodiphenylamine
258 | CASRegistryNumber | 86-73-7 | Fluorene
259 | CASRegistryNumber | 86-74-8 | Carbazole
260 | CASRegistryNumber | 87-61-6 | 1,2,3-Trichlorobenzene
261 | CASRegistryNumber | 87-65-0 | 2,6-Dichlorophenol
262 | CASRegistryNumber | 87-68-3 | Hexachloro-1,3-butadiene
263 | CASRegistryNumber | 877-09-8 | Tetrachloro-m-xylene (S)
264 | CASRegistryNumber | 87-86-5 | Pentachlorophenol
265 | CASRegistryNumber | 88-06-2 | 2,4,6-Trichlorophenol
266 | CASRegistryNumber | 88-72-2 | 2-Nitrotoluene
267 | CASRegistryNumber | 88-74-4 | 2-Nitroaniline
268 | CASRegistryNumber | 88-75-5 | 2-Nitrophenol
269 | CASRegistryNumber | 90-12-0 | 1-Methylnaphthalene
270 | CASRegistryNumber | 90-13-1 | 1-Chloronaphthalene
271 | CASRegistryNumber | 91-20-3 | Naphthalene
272 | CASRegistryNumber | 91-57-6 | 2-Methylnaphthalene
273 | CASRegistryNumber | 91-58-7 | 2-Chloronaphthalene
274 | CASRegistryNumber | 91-94-1 | 3,3-Dichlorobenzidine
275 | CASRegistryNumber | 93951-69-0 | Fluoranthene-d10 (S)
276 | CASRegistryNumber | 93952-07-9 | n-Triacontane-d62 (S)
277 | CASRegistryNumber | 95-47-6 | o-Xylene
278 | CASRegistryNumber | 95-48-7 | 2-Methylphenol (o-Cresol)
279 | CASRegistryNumber | 95-49-8 | 2-Chlorotoluene
280 | CASRegistryNumber | 95-50-1 | 1,2-Dichlorobenzene
281 | CASRegistryNumber | 95-57-8 | 2-Chlorophenol
282 | CASRegistryNumber | 95-63-6 | 1,2,4-Trimethylbenzene
283 | CASRegistryNumber | 95-95-4 | 2,4,5-Trichlorophenol
284 | CASRegistryNumber | 959-98-8 | Endosulfan I
285 | CASRegistryNumber | 96-12-8 | 1,2-Dibromo 3-chloropropane
286 | CASRegistryNumber | 96-18-4 | 1,2,3-Trichloropropane
287 | CASRegistryNumber | 98-06-6 | tert-Butylbenzene
288 | CASRegistryNumber | 98-08-8 | a,a,a-Trifluorotoluene
289 | CASRegistryNumber | 98-82-8 | Isopropylbenzene
290 | CASRegistryNumber | 98-95-3 | Nitrobenzene
291 | CASRegistryNumber | 99-08-1 | 3-Nitrotoluene
292 | CASRegistryNumber | 99-09-2 | 3-Nitroaniline
293 | CASRegistryNumber | 99-35-4 | 1,3,5-Trinitrobenzene
294 | CASRegistryNumber | 99-65-0 | 1,3-Dinitrobenzene
295 | CASRegistryNumber | 99-87-6 | p-Isopropyltoluene
296 | CASRegistryNumber | 99-99-0 | 4-Nitrotoluene
297 | CASRegistryNumber | Alkalinity | Alkalinity
298 | CASRegistryNumber | BOD | Biochemical Oxygen Demand
300 | CASRegistryNumber | COD | Chemical Oxygen Demand
301 | CASRegistryNumber | DRO-C10-C25 | Diesel Range Organics (C10-C25)
302 | CASRegistryNumber | Fecal-Coli | Fecal Coliform
303 | CASRegistryNumber | GRO-C6-C10 | Gasoline Range Organics (C6-C10)
306 | CASRegistryNumber | PCT_Moisture | Percent Moisture
307 | CASRegistryNumber | PCT_Solids | Percent Solids
308 | CASRegistryNumber | pH | pH
309 | CASRegistryNumber | RRO-C25-C36 | Residual Range Organics (C25-C36)
310 | CASRegistryNumber | Salinity | Salinity
331 | CASRegistryNumber | TPAH | Total Polycyclic Aromatic Hydrocarbons
333 | CASRegistryNumber | TAH | Total Aromatic Hydrocarbons
334 | CASRegistryNumber | TAqH | Total Aqueous Hydrocarbons
335 | CASRegistryNumber | TOC | Total Organic Carbon
337 | CASRegistryNumber | TSS | Total Suspended Solids
338 | CASRegistryNumber | TTHM | Total Trihalomethanes
339 | CharacteristicType | Acid_Reaction |  | The reaction of the sample or aliquot nto acid.
340 | CharacteristicType | Artifacts |  | A method-defined concept used to report anomalies in the sample.
341 | CharacteristicType | Boiling_Point |  | C (Centigrade), K (Kelvin), F (Fahrenheit)
342 | CharacteristicType | Clarity |  | The clarity of the sample or aliquot.
343 | CharacteristicType | Color |  | The color of the sample or aliquot.
344 | CharacteristicType | Conductance |  | S (Siemens)
345 | CharacteristicType | Consolidation |  | The degree of consolidation of the sample.
346 | CharacteristicType | Density |  | kg/m3, g/cm3
347 | CharacteristicType | Dissolved_Solids |  | mg/L, ug/L
348 | CharacteristicType | Melting_Point |  | C (Centigrade), K (Kelvin), F (Fahrenheit)
349 | CharacteristicType | Number_Phases |  | The number of phases observed in the sample.
350 | CharacteristicType | Percent_Lipid |  | The percent of the sample composed of lipid material.
351 | CharacteristicType | Percent_Moisture |  | The percent of the sample composed of water.
352 | CharacteristicType | Percent_Solids |  | The percent of the sample composed of solid material.
353 | CharacteristicType | pH |  | The negative of the logarithm of the hydrogen ion potenial in the sample.
354 | CharacteristicType | Pressure |  | Pa (Pascal)
355 | CharacteristicType | Refractive_Index |  | The refractive index of the sample.
356 | CharacteristicType | Suspended_Solids |  | mg/L, ug/L
357 | CharacteristicType | Temperature |  | C (Centigrade), K (Kelvin), F (Fahrenheit)
358 | CharacteristicType | Texture |  | Descriptive information about a solid sample.
359 | CharacteristicType | Turbidity |  | NTU (Nephelometric Turbidity Units)
360 | CharacteristicUnits | Degrees C
361 | CharacteristicUnits | Degrees F
362 | CharacteristicUnits | Degrees K
363 | CharacteristicUnits | g/cm3
364 | CharacteristicUnits | In_Hg | Inches of mercury
365 | CharacteristicUnits | kg/m3
366 | CharacteristicUnits | mg/L
367 | CharacteristicUnits | None
368 | CharacteristicUnits | NTU
369 | CharacteristicUnits | Pa
370 | CharacteristicUnits | Percent | Percent (%)
371 | CharacteristicUnits | pH_Units | negative log H+ concentration - units
372 | CharacteristicUnits | S
373 | CharacteristicUnits | ug/L
374 | ClientMethodID | 0010 | Modified Method 5 Sampling Train | USEPA_OSW
375 | ClientMethodID | 0011 | Sampling for Selected Aldehyde and Ketone Emissions From Stationary Sources | USEPA_OSW
376 | ClientMethodID | 12 | Determination of Inorganic Lead Emissions from Stationary Sources | USEPA_CARB
377 | ClientMethodID | 0020 | Source Assessment Sampling System (SASS) | USEPA_OSW
378 | ClientMethodID | 0030 | Volatile Organic Sampling Train | USEPA_OSW
379 | ClientMethodID | 0031 | Sampling Method for Volatile Organic Compounds (SMVOC) | USEPA_OSW
380 | ClientMethodID | 0040 | Sampling of Principal Organic Hazardous Constituents From Combustion Sources Using Tedlar Bags | USEPA_OSW
381 | ClientMethodID | 0050 | Isokinetic HCl/Cl2 Emission Sampling Train | USEPA_OSW
382 | ClientMethodID | 0051 | Midget Impinger HCl/Cl2 Emission Sampling Train | USEPA_OSW
383 | ClientMethodID | 0060 | Determination of Metals in Stack Emissions | USEPA_OSW
384 | ClientMethodID | 0061 | Determination of Hexavalent Chromium Emissions From Stationary Sources | USEPA_OSW
385 | ClientMethodID | 0100 | Sampling for Formaldehyde and Other Carbonyl Compounds in Indoor Air | USEPA_OSW
386 | ClientMethodID | 100.1 | Analytical Method for Determination of Asbestos Fibers in Water | USEPA_NERL
387 | ClientMethodID | 100.2 | Determination of Asbestos Structures Over 10 um in Length in Drinking Water | USEPA_NERL
388 | ClientMethodID | 101 | Determination of Particulate and Gaseous Mercury Emissions from Chlor-Alkali Plants - Air Streams | USEPA_CARB
389 | ClientMethodID | 104 | Determination of Beryllium Emissions from Stationary Sources | USEPA_CARB
390 | ClientMethodID | 106 | Determination of Vinyl Chloride Emissions from Stationary Sources | USEPA_CARB
391 | ClientMethodID | 110.1 | Colorimetric, ADMI | USEPA_NERL
392 | ClientMethodID | 110.2 | Color (Colorimetric-Platinum-Cobalt) | USEPA_NERL
393 | ClientMethodID | 110.3 | Color by Spectrophotometry | USEPA_NERL
394 | ClientMethodID | 120.1 | Conductance (Specific Conductance, umhos at 25oC | USEPA_NERL
395 | ClientMethodID | 130.1 | Hardness, Total (mg/L as Calcium Carbonate) (Colorimetric, Automated EDTA) | USEPA_NERL
396 | ClientMethodID | 130.2 | Hardness, Total (mg/L as Calcium Carbonate) (Titrimetric, EDTA) | USEPA_NERL
397 | ClientMethodID | 150.1 | pH, Electrometric Method | USEPA_NERL
398 | ClientMethodID | 150.2 | pH, Continuous Monitoring (Electrometric) | USEPA_NERL
399 | ClientMethodID | 160.1 | Residue, Filterable (Gravimetric, Dried at 180oC) | USEPA_NERL
400 | ClientMethodID | 160.2 | Residue, Non-Filterable (Gravimetric, Dried at 103-105oC) | USEPA_NERL
401 | ClientMethodID | 160.3 | Residue, Total (Gravimetric, Dried at 103-105oC) | USEPA_NERL
402 | ClientMethodID | 160.4 | Residue, Volatile (Gravimetric, Ignition at 550oC) | USEPA_NERL
403 | ClientMethodID | 160.5 | Settleable Matter (Volumetric, Imhoff Cone) | USEPA_NERL
404 | ClientMethodID | 170.1 | Temperature (Thermometric) | USEPA_NERL
405 | ClientMethodID | 180.1 | Turbidity (Nephelometric) | USEPA_NERL
406 | ClientMethodID | 200.10 | Determination of Trace Elements in Marine Waters by On-Line Chelation Preconcentration and Inductively Coupled Plasma - Mass Spectrometry | USEPA_NERL
407 | ClientMethodID | 200.12 | Determination of Trace Elements in Marine Waters by Stabilized Temperature Graphite Furnace Atomic Absorption | USEPA_NERL
408 | ClientMethodID | 200.13 | Determination of Trace Elements in Marine Waters by OffiLine Chelation Preconcentration With Graphite Furnace Atomic Absorption | USEPA_NERL
409 | ClientMethodID | 200.2 | Sample Preparation Procedure for Spectrochemical Determination of Total Recoverable Elements | USEPA_NERL
410 | ClientMethodID | 200.5 | Determination of Trace Elements in Drinking Water by Axially Viewed Inductively Coupled Plasma - Atomic Emission Spectrometry | USEPA_NERL
411 | ClientMethodID | 200.7 | Determination of Metals and Trace Elements in Water and Wastes by Inductively Coupled Plasma - Atomic Emission Spectroscopy | USEPA_NERL
412 | ClientMethodID | 200.8 | Determination of Trace Elements in Waters by Inductively Coupled Plasma - Mass Spectrometry | USEPA_NERL
413 | ClientMethodID | 200.8 | Determination of Trace Elements in Waters and Wastes by Inductively Coupled Plasma - Mass Spectrometry | USEPA_NERL
414 | ClientMethodID | 200.9 | Determination of Trace Elements by Stabilized Temperature Graphite Furnace Atomic Absorption | USEPA_NERL
415 | ClientMethodID | 202.1 | Aluminum (Atomic Absorption, Direct Aspiration) | USEPA_NERL
416 | ClientMethodID | 202.2 | Aluminum (Atomic Absorption, Furnace Technique) | USEPA_NERL
417 | ClientMethodID | 204.1 | Antimony (Atomic Absorption, Direct Aspiration) | USEPA_NERL
418 | ClientMethodID | 204.2 | Antimony (Atomic Absorption, Furnace Technique) | USEPA_NERL
419 | ClientMethodID | 206.2 | Arsenic (Atomic Absorption, Furnace Technique) | USEPA_NERL
420 | ClientMethodID | 206.3 | Arsenic (Atomic Absorption - Gaseous Hydride) | USEPA_NERL
421 | ClientMethodID | 206.4 | Arsenic (Spectrophotometric - SDDC) | USEPA_NERL
422 | ClientMethodID | 206.5 | Arsenic (Sample Digestion Prior to Total Arsenic Analysis by Silver Diethylthiocarbamate or Hydride Procedures) | USEPA_NERL
423 | ClientMethodID | 208.1 | Barium (Atomic Absorption, Direct Aspiration) | USEPA_NERL
424 | ClientMethodID | 208.2 | Barium (Atomic Absorption, Furnace Technique) | USEPA_NERL
425 | ClientMethodID | 210.1 | Beryllium (Atomic Absorption, Direct Aspiration) | USEPA_NERL
426 | ClientMethodID | 210.2 | Beryllium (Atomic Absorption, Furnace Technique) | USEPA_NERL
427 | ClientMethodID | 212.3 | Boron (Colorimetric, Curcumin) | USEPA_NERL
428 | ClientMethodID | 213.1 | Cadmium (Atomic Absorption, Direct Aspiration) | USEPA_NERL
429 | ClientMethodID | 213.2 | Cadmium (Atomic Absorption, Furnace Technique) | USEPA_NERL
430 | ClientMethodID | 215.1 | Calcium (Atomic Absorption, Direct Aspiration) | USEPA_NERL
431 | ClientMethodID | 215.2 | Calcium (Titrimetric, EDTA) | USEPA_NERL
432 | ClientMethodID | 218.1 | Chromium (Atomic Absorption, Direct Aspiration) | USEPA_NERL
433 | ClientMethodID | 218.2 | Chromium (Atomic Absorption, Furnace Technique) | USEPA_NERL
434 | ClientMethodID | 218.3 | Chromium (Atomic Absorption, Chelation - Extraction) | USEPA_NERL
435 | ClientMethodID | 218.4 | Chromium Hexavalent (AA, Chelation Extraction) | USEPA_NERL
436 | ClientMethodID | 219.1 | Cobalt (Atomic Absorption, Direct Aspiration) | USEPA_NERL
437 | ClientMethodID | 219.2 | Cobalt (Atomic Absorption, Furnace Technique) | USEPA_NERL
438 | ClientMethodID | 220.1 | Copper (Atomic Absorption, Direct Aspiration) | USEPA_NERL
439 | ClientMethodID | 220.2 | Copper (Atomic Absorption, Furnace Technique) | USEPA_NERL
440 | ClientMethodID | 231.1 | Gold (Atomic Absorption, Direct Aspiration) | USEPA_NERL
441 | ClientMethodID | 231.2 | Gold (Atomic Absorption, Furnace Technique) | USEPA_NERL
442 | ClientMethodID | 235.1 | Iridium (Atomic Absorption, Direct Aspiration) | USEPA_NERL
443 | ClientMethodID | 235.2 | Iridium (Atomic Absorption, Furnace Technique) | USEPA_NERL
444 | ClientMethodID | 236.1 | Iron (Atomic Absorption, Direct Aspiration) | USEPA_NERL
445 | ClientMethodID | 236.2 | Iron (Atomic Absorption, Furnace Technique) | USEPA_NERL
446 | ClientMethodID | 239.1 | Lead (Atomic Absorption, Direct Aspiration) | USEPA_NERL
447 | ClientMethodID | 239.2 | Lead (Atomic Absorption, Furnace Technique) | USEPA_NERL
448 | ClientMethodID | 242.1 | Magnesium (Atomic Absorption, Direct Aspiration) | USEPA_NERL
449 | ClientMethodID | 243.1 | Manganese (Atomic Absorption, Direct Aspiration) | USEPA_NERL
450 | ClientMethodID | 243.2 | Manganese (Atomic Absorption, Furnace Technique) | USEPA_NERL
451 | ClientMethodID | 245.1 | Mercury (Manual Cold Vapor Technique) | USEPA_NERL
452 | ClientMethodID | 245.2 | Mercury (Automated Cold Vapor Technique) | USEPA_NERL
453 | ClientMethodID | 246.1 | Molybdenum (Atomic Absorption, Direct Aspiration) | USEPA_NERL
454 | ClientMethodID | 246.2 | Molybdenum (Atomic Absorption, Furnace Technique) | USEPA_NERL
455 | ClientMethodID | 249.1 | Nickel (Atomic Absorption, Direct Aspiration) | USEPA_NERL
456 | ClientMethodID | 249.2 | Nickel (Atomic Absorption, Furnace Technique) | USEPA_NERL
457 | ClientMethodID | 252.1 | Osmium (Atomic Absorption, Direct Aspiration) | USEPA_NERL
458 | ClientMethodID | 252.2 | Osmium (Atomic Absorption, Furnace Technique) | USEPA_NERL
459 | ClientMethodID | 253.1 | Palladium (Atomic Absorption, Direct Aspiration) | USEPA_NERL
460 | ClientMethodID | 253.2 | Palladium (Atomic Absorption, Furnace Technique) | USEPA_NERL
461 | ClientMethodID | 255.1 | Platinum (Atomic Absorption, Direct Aspiration) | USEPA_NERL
462 | ClientMethodID | 255.2 | Platinum (Atomic Absorption, Furnace Technique) | USEPA_NERL
463 | ClientMethodID | 258.1 | Potassium (Atomic Absorption, Direct Aspiration) | USEPA_NERL
464 | ClientMethodID | 265.1 | Rhodium (Atomic Absorption, Direct Aspiration) | USEPA_NERL
465 | ClientMethodID | 265.2 | Rhodium (Atomic Absorption, Furnace Technique) | USEPA_NERL
466 | ClientMethodID | 267.1 | Ruthenium (Atomic Absorption, Direct Aspiration) | USEPA_NERL
467 | ClientMethodID | 267.2 | Ruthenium (Atomic Absorption, Furnace Technique) | USEPA_NERL
468 | ClientMethodID | 270.2 | Selenium (Atomic Absorption, Furnace Technique) | USEPA_NERL
469 | ClientMethodID | 272.1 | Silver (Atomic Absorption, Direct Aspiration) | USEPA_NERL
470 | ClientMethodID | 272.2 | Silver (Atomic Absorption, Furnace Technique) | USEPA_NERL
471 | ClientMethodID | 273.1 | Sodium (Atomic Absorption, Direct Aspiration) | USEPA_NERL
472 | ClientMethodID | 279.1 | Thallium (Atomic Absorption, Direct Aspiration) | USEPA_NERL
473 | ClientMethodID | 279.2 | Thallium (Atomic Absorption, Furnace Technique) | USEPA_NERL
474 | ClientMethodID | 282.1 | Tin (Atomic Absorption, Direct Aspiration) | USEPA_NERL
475 | ClientMethodID | 282.2 | Tin (Atomic Absorption, Furnace Technique) | USEPA_NERL
476 | ClientMethodID | 283.1 | Titanium (Atomic Absorption, Direct Aspiration) | USEPA_NERL
477 | ClientMethodID | 283.2 | Titanium (Atomic Absorption, Furnace Technique) | USEPA_NERL
478 | ClientMethodID | 286.1 | Vanadium (Atomic Absorption, Direct Aspiration) | USEPA_NERL
479 | ClientMethodID | 286.2 | Vanadium (Atomic Absorption, Furnace Technique) | USEPA_NERL
480 | ClientMethodID | 289.1 | Zinc (Atomic Absorption, Direct Aspiration) | USEPA_NERL
481 | ClientMethodID | 289.2 | Zinc (Atomic Absorption, Furnace Technique) | USEPA_NERL
482 | ClientMethodID | 300.0 | Determination of Inorganic Anions by Ion Chromatography | USEPA_NERL
483 | ClientMethodID | 300.1 | Determination of Inorganic Anions in Drinking Water by Ion Chromatography | USEPA_OGWDW/TSC
484 | ClientMethodID | 305.1 | Acidity (Titrimetric) | USEPA_NERL
485 | ClientMethodID | 310.1 | Alkalinity (Titrimetric, pH 4.5) | USEPA_NERL
486 | ClientMethodID | 310.2 | Alkalinity (Colorimetric, Automated, Methyl Orange) | USEPA_NERL
487 | ClientMethodID | 314.0 | Determination of Perchlorate in Drinking Water Using Ion Chromatography | USEPA_OGWDW/TSC
488 | ClientMethodID | 317.0 | Determination of Inorganic Oxyhalide Disinfection By-Products in Drinking Water Using Ion Chromatography with the Addition of a Postcolumn Reagent for Trace Bromate Analysis | USEPA_OGWDW/TSC
489 | ClientMethodID | 317.0 | Determination of Inorganic Oxyhalide Disinfection By-Products in Drinking Water Using Ion Chromatography with the Addition of a Postcolumn Reagent for Trace Bromate Analysis | USEPA_OGWDW/TSC
490 | ClientMethodID | 320.1 | Bromide (Titrimetric) | USEPA_NERL
491 | ClientMethodID | 321.8 | Determination of Bromate in Drinking Waters by Ion Chromatography Inductively Coupled Plasma - Mass Spectrometry | USEPA_NERL
492 | ClientMethodID | 325.1 | Chloride (Colorimetric, Automated Ferricyanide AI) | USEPA_NERL
493 | ClientMethodID | 325.2 | Chloride (Colorimetric, Automated Ferricyanide AII) | USEPA_NERL
494 | ClientMethodID | 325.3 | Chloride (Titrimetric, Mercuric Nitrate) | USEPA_NERL
495 | ClientMethodID | 326.0 | Determination of Inorganic Oxyhalide Disinfection By-Products in Drinking Water Using Ion Chromatography with the Addition of a Suppressor Acidified Postcolumn Reagent for Trace Bromate Analysis | USEPA_OGWDW/TSC
496 | ClientMethodID | 327.0 | Determination of Chlorine Dioxide and Chlorite Ion in Drinking Water Using Lissamine Green B and Horseradish Peroxidase with Detection by Visible Spectrophotometry | USEPA_OGWDW/TSC
497 | ClientMethodID | 330.1 | Chlorine, Total Residual (Titrimetric, Amperometric) | USEPA_NERL
498 | ClientMethodID | 330.2 | Chlorine, Total Residual (Titrimetric, Back, Iodometric (Starch or Amperometric)) | USEPA_NERL
499 | ClientMethodID | 330.3 | Chlorine, Total Residual (Titrimetric, Iodometric) | USEPA_NERL
500 | ClientMethodID | 330.4 | Chlorine, Total Residual (Titrimetric, DPD-FAS) | USEPA_NERL
501 | ClientMethodID | 330.5 | Chlorine, Total Residual (Spectrophotometric, DPD) | USEPA_NERL
502 | ClientMethodID | 331.0 | Determination of Perchlorate in Drinking Water by Liquid Chromatography Electrospray Ionization Mass Spectrometry | USEPA_OGWDW/TSC
503 | ClientMethodID | 335.1 | Cyanides, Amenable to Chlorination (Titrimetric; Spectrophotometric) | USEPA_NERL
504 | ClientMethodID | 335.2 | Cyanide, Total (Titrimetric; Spectrophotometric) | USEPA_NERL
505 | ClientMethodID | 335.3 | Cyanide, Total (Colorimetric, Automated UV) | USEPA_NERL
506 | ClientMethodID | 335.4 | Determination of Total Cyanide by Semi-Automated Colorimetry | USEPA_NERL
507 | ClientMethodID | 340.1 | Fluoride, Total (Colorimetric, SPADNS with Bellack Distillation) | USEPA_NERL
508 | ClientMethodID | 340.2 | Fluoride (Potentiometric, Ion Selective Electrode) | USEPA_NERL
509 | ClientMethodID | 340.3 | Fluoride (Colorimetric, Automated Compexone) | USEPA_NERL
510 | ClientMethodID | 349.0 | Determination of Ammonia in Estaurine and Coastal Waters by Gas Segmented Continuous Flow Colorimetric Analysis | USEPA_NERL
511 | ClientMethodID | 350.1 | Nitrogen, Ammonia (Colorimetric, Automated Phenate) | USEPA_NERL
512 | ClientMethodID | 350.3 | Nitrogen, Ammonia (Potentiometric, Ion Selective Electrode) | USEPA_NERL
513 | ClientMethodID | 351.1 | Nitrogen, Kjeldahl Total (Colorimetric, Automated Phenate) | USEPA_NERL
514 | ClientMethodID | 351.2 | Nitrogen, Kjeldahl Total (Colorimetric, Semi-Automated Block Digestor, AAII) | USEPA_NERL
515 | ClientMethodID | 351.4 | Nitrogen, Kjeldahl Total (Potentiometric, Ion Selective Electrode) | USEPA_NERL
516 | ClientMethodID | 352.1 | Nitrogen, Nitrate (Colorimetric, Brucine) | USEPA_NERL
517 | ClientMethodID | 353.1 | Nitrogen, Nitrate-Nitrite (Colorimetric, Automated Hydrazine Reduction) | USEPA_NERL
518 | ClientMethodID | 353.2 | Nitrogen, Nitrate-Nitrite (Colorimetric, Automated Cadmium Reduction) | USEPA_NERL
519 | ClientMethodID | 353.3 | Nitrogen, Nitrate-Nitrite (Spectrophotometric, Cadmium Reduction) | USEPA_NERL
520 | ClientMethodID | 353.4 | Determination of Nitrate and Nitrite in Estaurine and Coastal Waters by Gas Segmented Continous Flow Segmented Analysis | USEPA_NERL
521 | ClientMethodID | 354.1 | Nitrogen, Nitrite (Spectrophotometric) | USEPA_NERL
522 | ClientMethodID | 360.1 | Oxygen, Dissolved (Membrane Electrode) | USEPA_NERL
523 | ClientMethodID | 360.2 | Oxygen, Dissolved (Modified Winkler, Full-Bottle Technique) | USEPA_NERL
524 | ClientMethodID | 365.1 | Phosphorus, All Forms (Colorimetric, Automated, Ascorbic Acid) | USEPA_NERL
525 | ClientMethodID | 365.2 | Phosphorus, All Forms (Colorimetric, Ascorbic Acid, Single Reagent) | USEPA_NERL
526 | ClientMethodID | 365.3 | Phosphorus, All Forms (Colorimetric, Ascorbic Acid, Two Reagent) | USEPA_NERL
527 | ClientMethodID | 365.4 | Phosphorus, Total (Colorimetric, Automated, Block Digestor AAII | USEPA_NERL
528 | ClientMethodID | 365.5 | Determination of Orthophosphate in Estaurine and Coastal Waters by Automated Colorimetric Analysis | USEPA_NERL
529 | ClientMethodID | 366.0 | Determination of Dissolved Silicate in Estaurine and Coastal Waters by Gas Segmented Continuous Flow Colorimetric Analysis | USEPA_NERL
530 | ClientMethodID | 370.1 | Silica, Dissolved (Colorimetric) | USEPA_NERL
531 | ClientMethodID | 375.1 | Sulfate (Colorimetric, Automated, Chloranilate) | USEPA_NERL
532 | ClientMethodID | 375.2 | Sulfate (Colorimetric, Automated, Methylthymol Blue, AAII) | USEPA_NERL
533 | ClientMethodID | 375.3 | Sulfate (Gravimetric) | USEPA_NERL
534 | ClientMethodID | 375.4 | Sulfate (Turbidimetric) | USEPA_NERL
535 | ClientMethodID | 376.1 | Sulfide (Titrimetric, Iodine) | USEPA_NERL
536 | ClientMethodID | 376.2 | Sulfide (Colorimetric, Methylene Blue) | USEPA_NERL
537 | ClientMethodID | 377.1 | Sulfite (Titrimetric) | USEPA_NERL
538 | ClientMethodID | 401 | Determination of the Weight Percent of Volatile Organic Compounds in Waste Products (Gravimetric Purge and Trap) | USEPA_CARB
539 | ClientMethodID | 405.1 | Biochemical Oxygen Demand (5 days, 20oC) | USEPA_NERL
540 | ClientMethodID | 410.1 | Chemical Oxygen Demand (Titrimetric, Mid-Level) | USEPA_NERL
541 | ClientMethodID | 410.2 | Chemical Oxygen Demand (Titrimetric Low Level) | USEPA_NERL
542 | ClientMethodID | 410.3 | Chemical Oxygen Demand (Titrimetric, High Level for Saline Waters) | USEPA_NERL
543 | ClientMethodID | 410.4 | Chemical Oxygen Demand (Colorimetric; Automated; Manual) | USEPA_NERL
544 | ClientMethodID | 413.1 | Oil and Grease (Gravimetric, Separatory Funnel Extraction) | USEPA_NERL
545 | ClientMethodID | 415.1 | Organic Carbon, Total (Combustion or Oxidation) | USEPA_NERL
546 | ClientMethodID | 415.3 | Determination of Total Organic Carbon and Specific UV Absorbance at 254 nm in Source Water and Drinking Water | USEPA_NERL
547 | ClientMethodID | 420.1 | Phenolics, Total Recoverable (Spectrophotometric, Manual 4-AAP with Distillation) | USEPA_NERL
548 | ClientMethodID | 420.2 | Phenolics, Total Recoverable (Colorimetric, Automated 4-AAP with Distillation) | USEPA_NERL
549 | ClientMethodID | 421 | Determination of Gaseous Chloride and Fluoride in Emissions from Stationary Sources | USEPA_CARB
550 | ClientMethodID | 422 | Determination of Volatile Organic Compounds in Emissions from Stationary Sources | USEPA_CARB
551 | ClientMethodID | 423 | Determination of Particulate and Gaseous Inorganic Arsenic Emissions from Stationary Sources | USEPA_CARB
552 | ClientMethodID | 424 | Determination of Inorganic Cadmium Emissions from Stationary Sources | USEPA_CARB
553 | ClientMethodID | 425 | Determination of Total Chromium and Hexavalent Chromium Emissions from Stationary Sources | USEPA_CARB
554 | ClientMethodID | 425.1 | Methylene Blue Active Substances (MBAS) (Colorimetric) | USEPA_NERL
555 | ClientMethodID | 426 | Determination of Cyanide Emissions from Stationary Sources | USEPA_CARB
556 | ClientMethodID | 427 | Determination of Asbestos Emissions from Stationary Sources | USEPA_CARB
557 | ClientMethodID | 428 | Determination of Polychlorinated Dibenzo-p-Dioxin (PCDD), Polychlorinated Dibenzofuran (PCDF), and Polychlorinated Biphenyl (PCB) Emissions from Stationary Sources | USEPA_CARB
558 | ClientMethodID | 429 | Determination of Polycyclic Aromatic Hydrocarbon (PAH) Emissions from Stationary Sources | USEPA_CARB
559 | ClientMethodID | 430 | Determination of Formaldehyde and Acetaldehyde in Emissions from Stationary Sources | USEPA_CARB
560 | ClientMethodID | 431 | Determination of Ethylene Oxide Emissions from Stationary Sources | USEPA_CARB
561 | ClientMethodID | 432 | Determination of Dichloromethane and 1,1,1-Trichloroethane in Paints and Coatings | USEPA_CARB
562 | ClientMethodID | 433 | Determination of Total Nickel Emissions from Stationary Sources | USEPA_CARB
563 | ClientMethodID | 434 | Determination of Chlorine in Unheated Air | USEPA_CARB
564 | ClientMethodID | 435 | Determination of Asbestos Content of Serpentine Aggregate | USEPA_CARB
565 | ClientMethodID | 436 | Determination of Multiple Metals Emissions from Stationary Sources | USEPA_CARB
566 | ClientMethodID | 440.0 | Determination of Carbon and Nitrogen in Sediments and Particulates of Estaurine/Coastal Waters Using Elemental Analysis | USEPA_NERL
567 | ClientMethodID | 445.0 | In Vitro Determination of Chlorophyll a and Pheophytin a in Marine and Freshwater Algae by Fluorescence | USEPA_NERL
568 | ClientMethodID | 446.0 | In Vitro Determination of Chlorophylls a, b, c1 + c2 and Pheopigments in Marine and Freshwater Algae by Visible Spectrophotometry | USEPA_NERL
569 | ClientMethodID | 447.0 | Determination of Chlorophylls a and b and Identification of Other Pigments of Interest in Marine and Freshwater Algae Using High Performance Liquid Chromatography With Visible Wavelength Detection | USEPA_NERL
570 | ClientMethodID | 504.1 | 1,2-Dibromoethane (EDB), 1,2-Dibromo-3-Chloro-Propane (DCBP), 1,2,3-Trichloropropane (123TCP) in Water by Microextraction and Gas Chromatography | USEPA_OGWDW/TSC
571 | ClientMethodID | 505 | Analysis of Organochlorine Pesticides and Commercial Polychlorinated Biphenyl (PCB) Products in Water by Microextraction and Gas Chromatography | USEPA_NERL
572 | ClientMethodID | 506 | Determination of Phthalate and Adipate Esters in Drinking Water by Liquid-Liquid Extraction or Liquid Solid Extraction and Gas Chromatography with Photoionization Detection | USEPA_NERL
573 | ClientMethodID | 507 | Determination of Nitrogen- and Phosphorus-Containing Pesticides in Water by Gas Chromatography with a Nitrogen-Phosphorus Detector | USEPA_OGWDW/TSC
574 | ClientMethodID | 507 | Determination of Nitrogen- and Phosphorus-Containing Pesticides in Water by Gas Chromatography with a Nitrogen-Phosphorus Detector | USEPA_NERL
575 | ClientMethodID | 508 | Determination of Chlorinated Pesticides in Water by Gas Chromatography with an Electron Capture Detector | USEPA_OGWDW/TSC
576 | ClientMethodID | 508 | Determination of Chlorinated Pesticides in Water by Gas Chromatography with an Electron Capture Detector | USEPA_NERL
577 | ClientMethodID | 508.1 | Determination of Chlorinated Pesticides, Herbicides, and Organohalides by Liquid-Solid Extraction and Electron Capture Gas Chromatography | USEPA_OGWDW/TSC
578 | ClientMethodID | 515.1 | Determination of Chlorinated Acids in Water by Gas Chromatography with an Electron Capture Detector | USEPA_OGWDW/TSC
579 | ClientMethodID | 515.1 | Determination of Chlorinated Acids in Water by Gas Chromatography with an Electron Capture Detector | USEPA_NERL
580 | ClientMethodID | 515.2 | Determination of Chlorinated Acids in Water Using Liquid-Solid Extraction and Gas Chromatography with Electron Capture Detector | USEPA_NERL
581 | ClientMethodID | 515.3 | Determination of Chlorinated Acids in Drinking Water by Liquid-Liquid Extraction, Derivatization and Gas Chromatography with Electron Capture Detection | USEPA_OGWDW/TSC
582 | ClientMethodID | 515.4 | Determination of Chlorinated Acids in Drinking Water by Liquid-Liquid Microextraction, Derivatization, and Fast Gas Chromatography with Electron Capture Detection | USEPA_OGWDW/TSC
583 | ClientMethodID | 521 | Determination of Nitrosamines in Drinking Water by Solid Phase Extraction and Capillary Column Gas Chromatography With Large Volume Injection and Chemical Ionization Tandem Mass Spectrometry (MS/MS) | USEPA_NERL
584 | ClientMethodID | 524.2 | Measurement of Purgeable Organic Compounds in Water by Capillary Column Gas Chromatography/Mass Spectrometry | USEPA_NERL
585 | ClientMethodID | 525.2 | Determination of Organic Compounds in Drinking Water by Liquid-Solid Extraction and Capillary Column Gas Chromatography/Mass Spectrometry | USEPA_NERL
586 | ClientMethodID | 526 | Determination of Selected Semivolatile Organic Compounds in Drinking Water by Solid Phase Extraction and Capillary Column Gas Chromatography/Mass Spectrometry (GC/MS) | USEPA_OGWDW/TSC
587 | ClientMethodID | 528 | Determination of Phenols in Drinking Water by Solid Phase Extraction and Capillary Column Gas Chromatography/Mass Spectrometry (GC/MS) | USEPA_NERL
588 | ClientMethodID | 531.1 | Measurement of N-Methylcarbamoyloximes and N-Methylcarbamates in Water by Direct Aqueous Injection High Performance Liquid Chromatography with Postcolumn Derivatization | USEPA_OGWDW/TSC
589 | ClientMethodID | 531.1 | Measurement of N-Methylcarbamoyloximes and N-Methylcarbamates in Water by Direct Aqueous Injection High Performance Liquid Chromatography with Post Column Derivitization | USEPA_OGWDW/TSC
590 | ClientMethodID | 531.2 | Measurement of N-Methylcarbamoyloximes and N-Methylcarbamates in Water by Direct Aqueous Injection HPLC with Postcolumn Derivatization | USEPA_OGWDW/TSC
591 | ClientMethodID | 532 | Determination of Phenylurea Compounds in Drinking Water by Solid Phase Extraction and High Performance Liquid Chromatography with UV Detection | USEPA_OGWDW/TSC
592 | ClientMethodID | 535 | Measurement of Chloroacetanilide and Other Acetamide Herbicide Degradates in Drinking Waterr by Solid Phase Extraction and Liquid Chromatography/Tandem Mass Spectrometry (LC/MS/MS) | USEPA_NERL
593 | ClientMethodID | 547 | Determination of Glyphosate in Drinking Water by Direct-Aqueous-Injection HPLC, Post Column Derivitization, and Fluorescence Detection | USEPA_NERL
594 | ClientMethodID | 549.2 | Determination of Diquat and Paraquat in Drinking Water by Liquid-Solid Extraction and High Performance Liquid Chromatography With Ultraviolet Detection | USEPA_NERL
595 | ClientMethodID | 550 | Determination of Polycyclic Aromatic Hydrocarbons in Drinking Water by Liquid-Liquid Extraction and HPLC with Coupled Ultraviolet and Fluorescence Detection | USEPA_NERL
596 | ClientMethodID | 550.1 | Determination of Polycyclic Aromatic Hydrocarbons in Drinking Water by Liquid-Solid Extraction and HPLC with Coupled Ultraviolet and Fluorescence Detection | USEPA_NERL
597 | ClientMethodID | 551.1 | Determination of Chlorinated Disinfection Byproducts, Chlorinated Solvents, and Halogenated Pesticides/Herbicides in Drinking Water by Liquid/Liquid Extraction and Gas Chromatography with Electron Capture Detection | USEPA_OGWDW/TSC
598 | ClientMethodID | 552.1 | Determination of Haloacetic Acids and Dalapon in Drinking Water by Ion-Exchange Liquid-Solid Extraction and Gas Chromatography with an Electron Capture Detector | USEPA_NERL
599 | ClientMethodID | 552.2 | Determination of Haloacetic Acids and Dalapon in Drinking Water by Liquid-Liquid Extraction, Derivatization and Gas Chromatography with Electron Capture Detection | USEPA_OGWDW/TSC
600 | ClientMethodID | 552.3 | Determination of Haloacetic Acids and Dalapon in Drinking Water by Liquid-Liquid Microextraction, Derivatization, and Gas Chromatography with Electron Capture Detection | USEPA_OGWDW/TSC
601 | ClientMethodID | 555 | Determination of Chlorinated Acids in Water by High Performance Liquid Chromatography , with a Photodiode Array Ultraviolet Detector | USEPA_NERL
602 | ClientMethodID | 556 | Determination of Carbonyl Compounds in Drinking Water by Pentafluorobenzylhydroxylamine Derivatization and Capillary Gas Chromatography with Electron Capture Detection | USEPA_OGWDW/TSC
603 | ClientMethodID | 556 | Determination of Carbonyl Compounds in Drinking Water by Pentafluorobenzylhydroxylamine Derivatization and Capillary Gas Chromatography with Electron Capture Detection | USEPA_OGWDW/TSC
604 | ClientMethodID | 556.1 | Determination of Carbonyl Compounds in Drinking Water by Fast Gas Chromatography | USEPA_OGWDW/TSC
605 | ClientMethodID | 608 | Organochlorine Pesticides and PCBs | USEPA_EAD
606 | ClientMethodID | 624 | Purgeables | USEPA_EAD
607 | ClientMethodID | 625 | Base/Neutrals and Acids | USEPA_NERL
608 | ClientMethodID | 1010 | Pensky-Martens Closed-Cup Method for Determining Ignitability | USEPA_OSW
609 | ClientMethodID | 1030 | Ignitability of Solids | USEPA_OSW
610 | ClientMethodID | 1040 | Test Method for Oxidizing Solids | USEPA_OSW
611 | ClientMethodID | 1050 | Test Methods to Determine Substances Likely to Spontaneously Combust | USEPA_OSW
612 | ClientMethodID | 1110 | Corrosivity Toward Steel | USEPA_OSW
613 | ClientMethodID | 1120 | Dermal Corrosion | USEPA_OSW
614 | ClientMethodID | 1311 | Toxicity Characteristic Leaching Procedure | USEPA_OSW
615 | ClientMethodID | 1312 | Synthetic Precipitation Leaching Procedure | USEPA_OSW
616 | ClientMethodID | 1320 | Multiple Extraction Procedure | USEPA_OSW
617 | ClientMethodID | 3015 | Microwave Assisted Acid Digestion of Aqueous Samples and Extracts | USEPA_OSW
618 | ClientMethodID | 3031 | Acid Digestion of Oils for Metals Analysis by Atomic Absorption or ICP Spectrometry | USEPA_OSW
619 | ClientMethodID | 3051 | Microwave Assisted Acid Digestion of Sediments, Sludges, Soils, and Oils | USEPA_OSW
620 | ClientMethodID | 3052 | Microwave Assisted Acid Digestion of Siliceous and Organically Based Matrices | USEPA_OSW
621 | ClientMethodID | 3511 | Organic Compounds in Water By Microextraction | USEPA_OSW
622 | ClientMethodID | 3535 | Solid-Phase Extraction (SPE) | USEPA_OSW
623 | ClientMethodID | 3541 | Automated Soxhlet Extraction | USEPA_OSW
624 | ClientMethodID | 3542 | Extraction of Semivolatile Analytes Collected Using Method 0010 (Modified Method 5 Sampling Train) | USEPA_OSW
625 | ClientMethodID | 3545 | Pressurized Fluid Extraction (PFE) | USEPA_OSW
626 | ClientMethodID | 3546 | Microwave Extraction | USEPA_OSW
627 | ClientMethodID | 3560 | Supercritical Fluid Extraction of Total Recoverable Petroleum Hydrocarbons | USEPA_OSW
628 | ClientMethodID | 3561 | Supercritical Fluid Extraction of Polynuclear Aromatic Hydrocarbons | USEPA_OSW
629 | ClientMethodID | 3562 | Supercritical Fluid Extraction of Polychlorinated Biphenyls (PCBs) and Organochlorine Pesticides | USEPA_OSW
630 | ClientMethodID | 3570 | Microscale Solvent Extraction (MSE) | USEPA_OSW
631 | ClientMethodID | 3585 | Waste Dilution for Volatile Organics | USEPA_OSW
632 | ClientMethodID | 3810 | Headspace | USEPA_OSW
633 | ClientMethodID | 3815 | Screening Soil Samples for Volatile Organics | USEPA_OSW
634 | ClientMethodID | 3820 | Hexadecane Extraction and Screening of Purgeable Organics | USEPA_OSW
635 | ClientMethodID | 4000 | Immunoassay | USEPA_OSW
636 | ClientMethodID | 4015 | Screening for 2,4-Dichlorophenoxyacetic Acid by Immunoassay | USEPA_OSW
637 | ClientMethodID | 4020 | Screening for Polychlorinated Biphenyls by Immunoassay | USEPA_OSW
638 | ClientMethodID | 4025 | Screening for Polychlorinated Dibenzodioxins and Polychlorinated Dibenzofurans (PCDD/Fs) by Immunoassay | USEPA_OSW
639 | ClientMethodID | 4030 | Soil Screening for Petroleum Hydrocarbons by Immunoassay | USEPA_OSW
640 | ClientMethodID | 4035 | Soil Screening for Polynuclear Aromatic Hydrocarbons by Immunoassay | USEPA_OSW
641 | ClientMethodID | 4040 | Soil Screening for Toxaphene by Immunoassay | USEPA_OSW
642 | ClientMethodID | 4041 | Soil Screening for Chlordane by Immunoassay | USEPA_OSW
643 | ClientMethodID | 4042 | Soil Screening for DDT by Immunoassay | USEPA_OSW
644 | ClientMethodID | 4050 | TNT Explosives in Soil by Immunoassay | USEPA_OSW
645 | ClientMethodID | 4051 | Hexahydro-1,3,5-Trinitro-1,3,5-Triazine (RDX) in Soil by Immunoassay | USEPA_OSW
646 | ClientMethodID | 4425 | Screening Extracts of Environmental Samples For Planar Organic Compounds (PAHs, PCBs, PCDDs/PCDFs) by a Reporter Gene on a Human Cell Line | USEPA_OSW
647 | ClientMethodID | 4500 | Mercury in Soil by Immunoassay | USEPA_OSW
648 | ClientMethodID | 4670 | Triazine Herbicides as Atrazine in Water by Quantitative Immunoassay | USEPA_OSW
649 | ClientMethodID | 5000 | Sample Preparation for Volatile Organic Compounds | USEPA_OSW
650 | ClientMethodID | 5021 | Volatile Organic Compounds in Soils and Other Solid Matrices Using Equilibrium Headspace Analysis | USEPA_OSW
651 | ClientMethodID | 5031 | Volatile, Nonpurgeable, Water-Soluble Compounds by Azeotropic Distillation | USEPA_OSW
652 | ClientMethodID | 5032 | Volatile Organic Compounds by Vacuum Distillation | USEPA_OSW
653 | ClientMethodID | 5035 | Closed System Purge-And-Trap and Extraction for Volatile Organics in Soil and Water Samples | USEPA_OSW
654 | ClientMethodID | 5050 | Bomb Preparation Method for Solid Waste | USEPA_OSW
655 | ClientMethodID | 6020 | Inductively Coupled Plasma - Mass Spectrometry | USEPA_OSW
656 | ClientMethodID | 6200 | Field Portable X-Ray Fluorescence Spectrometry for the Determination of Elemental Concentrations in Soil and Sediment | USEPA_OSW
657 | ClientMethodID | 6500 | Dissolved Inorganic Anions in Aqueous Matrices by Capillary Ion Electrophoresis | USEPA_OSW
658 | ClientMethodID | 6800 | Elemental and Speciated Isotope Dilution Mass Spectrometry | USEPA_OSW
659 | ClientMethodID | 6850 | Perchlorate in Water, Soils, and Solid Wastes Using HPLC/ESI/MS or HPLC/ESI/MS/MS | USEPA_OSW
660 | ClientMethodID | 6860 | Perchlorate in Water, Soils, and Solid Wastes Using IC/ESI/MS OR IC/ESI/MS/MS | USEPA_OSW
661 | ClientMethodID | 7010 | Graphite Furnace Atomic Absorption Spectrophotometry | USEPA_OSW
662 | ClientMethodID | 7020 | Aluminum (Atomic Absorption, Direct Aspiration) | USEPA_OSW
663 | ClientMethodID | 7040 | Antimony (Atomic Absorption, Direct Aspiration) | USEPA_OSW
664 | ClientMethodID | 7041 | Antimony (Atomic Absorption, Furnace Technique) | USEPA_OSW
665 | ClientMethodID | 7062 | Antimony and Arsenic (Atomic Absorption, Borohydride Reduction) | USEPA_OSW
666 | ClientMethodID | 7063 | Arsenic in Aqueous Samples and Extracts by Anodic Stripping Voltammetry (ASV) | USEPA_OSW
667 | ClientMethodID | 7081 | Barium (Atomic Absorption, Furnace Technique) | USEPA_OSW
668 | ClientMethodID | 7090 | Beryllium (Atomic Absorption, Direct Aspiration) | USEPA_OSW
669 | ClientMethodID | 7091 | Beryllium (Atomic Absorption, Furnace Technique) | USEPA_OSW
670 | ClientMethodID | 7130 | Cadmium (Atomic Absorption, Direct Aspiration) | USEPA_OSW
671 | ClientMethodID | 7140 | Calcium (Atomic Absorption, Direct Aspiration) | USEPA_OSW
672 | ClientMethodID | 7190 | Chromium (Atomic Absorption, Direct Aspiration) | USEPA_OSW
673 | ClientMethodID | 7191 | Chromium (Atomic Absorption, Furnace Technique) | USEPA_OSW
674 | ClientMethodID | 7195 | Chromium, Hexavalent (Coprecipitation) | USEPA_OSW
675 | ClientMethodID | 7197 | Chromium, Hexavalent (Chelation/Extraction) | USEPA_OSW
676 | ClientMethodID | 7198 | Chromium, Hexavalent (Differential Pulse Polarography) | USEPA_OSW
677 | ClientMethodID | 7199 | Determination of Hexavalent Chromium in Drinking Water, Groundwater and Industrial Wastewater Effluents by Ion Chromatography | USEPA_OSW
678 | ClientMethodID | 7200 | Cobalt (Atomic Absorption, Direct Aspiration) | USEPA_OSW
679 | ClientMethodID | 7201 | Cobalt (Atomic Absorption, Furnace Technique) | USEPA_OSW
680 | ClientMethodID | 7211 | Copper (Atomic Absorption, Furnace Technique) | USEPA_OSW
681 | ClientMethodID | 7380 | Iron (Atomic Absorption, Direct Aspiration) | USEPA_OSW
682 | ClientMethodID | 7381 | Iron (Atomic Absorption, Furnace Technique) | USEPA_OSW
683 | ClientMethodID | 7420 | Lead (Atomic Absorption, Direct Aspiration) | USEPA_OSW
684 | ClientMethodID | 7421 | Lead (Atomic Absorption, Furnace Technique) | USEPA_OSW
685 | ClientMethodID | 7430 | Lithium (Atomic Absorption, Direct Aspiration) | USEPA_OSW
686 | ClientMethodID | 7450 | Magnesium (Atomic Absorption, Direct Aspiration) | USEPA_OSW
687 | ClientMethodID | 7460 | Manganese (Atomic Absorption, Direct Aspiration) | USEPA_OSW
688 | ClientMethodID | 7461 | Manganese (Atomic Absorption, Furnace Technique) | USEPA_OSW
689 | ClientMethodID | 7472 | Mercury in Aqueous Samples and Extracts by Anodic Stripping Voltammetry (ASV) | USEPA_OSW
690 | ClientMethodID | 7473 | Mercury in Solids and Solutions by Thermal Decomposition, Amalgamation, and Atomic Absorption Spectrophotometry | USEPA_OSW
691 | ClientMethodID | 7474 | Mercury in Sediment and Tissue Samples by Atomic Fluorescence Spectrometry | USEPA_OSW
692 | ClientMethodID | 7480 | Molybdenum (Atomic Absorption, Direct Aspiration) | USEPA_OSW
693 | ClientMethodID | 7481 | Molybdenum (Atomic Absorption, Furnace Technique) | USEPA_OSW
694 | ClientMethodID | 7520 | Nickel (Atomic Absorption, Direct Aspiration) | USEPA_OSW
695 | ClientMethodID | 7521 | Nickel (Atomic Absorption, Furnace Method) | USEPA_OSW
696 | ClientMethodID | 7550 | Osmium (Atomic Absorption, Direct Aspiration) | USEPA_OSW
697 | ClientMethodID | 7580 | White Phosphorus (P4) by Solvent Extraction and Gas Chromatography | USEPA_OSW
698 | ClientMethodID | 7610 | Potassium (Atomic Absorption, Direct Aspiration) | USEPA_OSW
699 | ClientMethodID | 7740 | Selenium (Atomic Absorption, Furnace Technique) | USEPA_OSW
700 | ClientMethodID | 7742 | Selenium (Atomic Absorption, Borohydride Reduction) | USEPA_OSW
701 | ClientMethodID | 7761 | Silver (Atomic Absorption, Furnace Technique) | USEPA_OSW
702 | ClientMethodID | 7770 | Sodium (Atomic Absorption, Direct Aspiration) | USEPA_OSW
703 | ClientMethodID | 7780 | Strontium (Atomic Absorption, Direct Aspiration) | USEPA_OSW
704 | ClientMethodID | 7840 | Thallium (Atomic Absorption, Direct Aspiration) | USEPA_OSW
705 | ClientMethodID | 7841 | Thallium (Atomic Absorption, Furnace Technique) | USEPA_OSW
706 | ClientMethodID | 7870 | Tin (Atomic Absorption, Direct Aspiration) | USEPA_OSW
707 | ClientMethodID | 7910 | Vanadium (Atomic Absorption, Direct Aspiration) | USEPA_OSW
708 | ClientMethodID | 7911 | Vanadium (Atomic Absorption, Furnace Technique) | USEPA_OSW
709 | ClientMethodID | 7950 | Zinc (Atomic Absorption, Direct Aspiration) | USEPA_OSW
710 | ClientMethodID | 7951 | Zinc (Atomic Absorption, Furnace Technique) | USEPA_OSW
711 | ClientMethodID | 8011 | 1,2-Dibromoethane and 1,2-Dibromo-3-chloropropane by Microextraction and Gas Chromatography | USEPA_OSW
712 | ClientMethodID | 8031 | Acrylonitrile by Gas Chromatography | USEPA_OSW
713 | ClientMethodID | 8033 | Acetonitrile by Gas Chromatography With Nitrogen-Phosphorus Detection | USEPA_OSW
714 | ClientMethodID | 8041 | Phenols by Gas Chromatography | USEPA_OSW
715 | ClientMethodID | 8060 | Phthalate Esters | USEPA_OSW
716 | ClientMethodID | 8082 | Polychlorinated Biphenyls (PCBs) by Gas Chromatography | USEPA_OSW
717 | ClientMethodID | 8085 | Compound-Independent Elemental Quantitation of Pesticides By Gas Chromatography With Atomic Emission Detection (GC/AED) | USEPA_OSW
718 | ClientMethodID | 8090 | Nitroaromatics and Cyclic Ketones | USEPA_OSW
719 | ClientMethodID | 8091 | Nitroaromatics and Cyclic Ketones by Gas Chromatography | USEPA_OSW
720 | ClientMethodID | 8095 | Explosives By Gas Chromatography | USEPA_OSW
721 | ClientMethodID | 8100 | Polynuclear Aromatic Hydrocarbons | USEPA_OSW
722 | ClientMethodID | 8110 | Haloethers by Gas Chromatography | USEPA_OSW
723 | ClientMethodID | 8111 | Haloethers by Gas Chromatography | USEPA_OSW
724 | ClientMethodID | 8121 | Chlorinated Hydrocarbons by Gas Chromatography: Capillary Column Technique | USEPA_OSW
725 | ClientMethodID | 8131 | Aniline and Selected Derivatives by Gas Chromatography | USEPA_OSW
726 | ClientMethodID | 8140 | Organophosphorus Pesticides | USEPA_OSW
727 | ClientMethodID | 8261 | Volatile Organic Compounds By Vacuum Distillation in Combination With Gas Chromatography/Mass Spectrometry (VD/GC/MS) | USEPA_OSW
728 | ClientMethodID | 8265 | Volatile Organic Compounds in Water, Soil, Soil Gas, and Air By Direct Sampling Ion Trap Mass Spectrometry (DSITMS) | USEPA_OSW
729 | ClientMethodID | 8290 | Polychlorinated Dibenzodioxins (PCDDs) and Polychlorinated Dibenzofurans (PCDFs) by High-Resolution Gas Chromatography/High-Resolution Mass Spectrometry (HRGC/HRMS) | USEPA_OSW
730 | ClientMethodID | 8310 | Polynuclear Aromatic Hydrocarbons | USEPA_OSW
731 | ClientMethodID | 8316 | Acrylamide, Acrylonitrile and Acrolein by High Performance Liquid Chromatography (HPLC) | USEPA_OSW
732 | ClientMethodID | 8318 | n-Methylcarbamates by High Performance Liquid Chromatography (HPLC) | USEPA_OSW
733 | ClientMethodID | 8323 | Determination of Organotins By Micro-Liquid Chromatography - Electrospray Ion Trap Mass Spectrometry | USEPA_OSW
734 | ClientMethodID | 8325 | Solvent Extractable Nonvolatile Compounds by High Performance Liquid Chromatography/Particle Beam/Mass Spectrometry (HPLC/PB/MS) | USEPA_OSW
735 | ClientMethodID | 8330 | Nitroaromatics and Nitramines by High Performance Liquid Chromatography (HPLC) | USEPA_OSW
736 | ClientMethodID | 8331 | Tetrazene by Reverse Phase High Performance Liquid Chromatography (HPLC) | USEPA_OSW
737 | ClientMethodID | 8332 | Nitroglycerine by High Performance Liquid Chromatography | USEPA_OSW
738 | ClientMethodID | 8410 | Gas Chromatography/Fourier Transform Infrared (GC/FT-IR) Spectrometry for Semivolatile Organics: Capillary Column | USEPA_OSW
739 | ClientMethodID | 8430 | Analysis of bis(2-Chloroethyl) Ether and Hydrolysis Products by Direct Aqueous Injection GC/FT-IR | USEPA_OSW
740 | ClientMethodID | 8440 | Total Recoverable Petroleum Hydrocarbons by Infrared Spectrophotometry | USEPA_OSW
741 | ClientMethodID | 8510 | Colorimetric Screening Procedure for RDX and HMX in Soil | USEPA_OSW
742 | ClientMethodID | 8515 | Colorimetric Screening Method for Trinitrotoluene (TNT) in Soil | USEPA_OSW
743 | ClientMethodID | 8520 | Continuous Measurement of Formaldehyde in Ambient Air | USEPA_OSW
744 | ClientMethodID | 8535 | Screening Procedure for Total Volatile Organic Halides in Water | USEPA_OSW
745 | ClientMethodID | 8540 | Pentachlorophenol By UV-Induced Colorimetry | USEPA_OSW
746 | ClientMethodID | 9000 | Determination of Water in Waste Materials by Karl Fischer Titration | USEPA_OSW
747 | ClientMethodID | 9001 | Determination of Water in Waste Materials by Quantitative Calcium Hydride Reaction | USEPA_OSW
748 | ClientMethodID | 9013 | Cyanide Extraction Procedure for Solids and Oils | USEPA_OSW
749 | ClientMethodID | 9014 | Titrimetric and Manual Spectrophotometric Determinative Methods for Cyanide | USEPA_OSW
750 | ClientMethodID | 9015 | Metal Cyanide Complexes By Anion Exchange Chromatography and UV Detection | USEPA_OSW
751 | ClientMethodID | 9021 | Purgeable Organic Halides (POX) | USEPA_OSW
752 | ClientMethodID | 9022 | Total Organic Halides (TOX) by Neutron Activation Analysis | USEPA_OSW
753 | ClientMethodID | 9023 | Extractable Organic Halides (EOX) in Solids | USEPA_OSW
754 | ClientMethodID | 9031 | Extractable Sulfides | USEPA_OSW
755 | ClientMethodID | 9034 | Titrimetric Procedure for Acid-Soluble and Acid Insoluble Sulfides | USEPA_OSW
756 | ClientMethodID | 9035 | Sulfate (Colorimetric, Automated, Chloranilate) | USEPA_OSW
757 | ClientMethodID | 9036 | Sulfate (Colorimetric, Automated, Methylthymol Blue, AA II) | USEPA_OSW
758 | ClientMethodID | 9038 | Sulfate (Turbidimetric) | USEPA_OSW
759 | ClientMethodID | 9056 | Determination of Inorganic Anions by Ion Chromatography | USEPA_OSW
760 | ClientMethodID | 9057 | Determination of Chloride From HCl/Cl2 Emission Sampling Train (Methods 0050 and 0051) by Anion Chromatography | USEPA_OSW
761 | ClientMethodID | 9058 | Determination of Perchlorate Using Ion Chromatography With Chemical Suppression Conductivity Detection | USEPA_OSW
762 | ClientMethodID | 9060 | Total Organic Carbon | USEPA_OSW
763 | ClientMethodID | 9065 | Phenolics (Spectrophotometric, Manual 4-AAP With Distillation) | USEPA_OSW
764 | ClientMethodID | 9066 | Phenolics (Spectrophotometric, Automated 4-AAP With Distillation) | USEPA_OSW
765 | ClientMethodID | 9067 | Phenolics (Spectrophotometric, MBTH With Distillation) | USEPA_OSW
766 | ClientMethodID | 9070 | Total Recoverable Oil and Grease (Gravimetric, Separatory Funnel Extraction) | USEPA_OSW
767 | ClientMethodID | 9073 | Petroleum Hydrocarbons, Total Recoverable | USEPA_OSW
768 | ClientMethodID | 9074 | Turbidimetric Screening Method for Total Recoverable Petroleum Hydrocarbons in Soil | USEPA_OSW
769 | ClientMethodID | 9075 | Test Method for Total Chlorine in New and Used Petroleum Products by X-Ray Fluorescence Spectrometry (XRF) | USEPA_OSW
770 | ClientMethodID | 9076 | Test Methods for Total Chlorine in New and Used Petroleum Products by Oxidative Combustion and Microcoulometry | USEPA_OSW
771 | ClientMethodID | 9077 | Test Methods for Total Chlorine in New and Used Petroleum Products (Field Test Kit Methods) | USEPA_OSW
772 | ClientMethodID | 9078 | Screening Test Method for Polychlorinated Biphenyls in Soil | USEPA_OSW
773 | ClientMethodID | 9079 | Screening Test Method for Polychlorinated Biphenyls in Transformer Oil | USEPA_OSW
774 | ClientMethodID | 9080 | Cation-Exchange Capacity of Soils (Ammonium Acetate) | USEPA_OSW
775 | ClientMethodID | 9081 | Cation-Exchange Capacity of Soils (Sodium Acetate) | USEPA_OSW
776 | ClientMethodID | 9096 | Liquid Release Test (LRT) Procedure | USEPA_OSW
777 | ClientMethodID | 9100 | Saturated Hydraulic Conductivity, Saturated Leachate Conductivity, and Intrinsic Permeability | USEPA_OSW
778 | ClientMethodID | 9131 | Total Coliform: Multiple Tube Fermentation Technique | USEPA_OSW
779 | ClientMethodID | 9132 | Total Coliform: Membrane-Filter Technique | USEPA_OSW
780 | ClientMethodID | 9200 | Nitrate | USEPA_OSW
781 | ClientMethodID | 9210 | Potentiometric Determination of Nitrate in Aqueous Samples With Ion-Selective Electrode | USEPA_OSW
782 | ClientMethodID | 9211 | Potentiometric Determination of Bromide in Aqueous Samples With Ion-Selective Electrode | USEPA_OSW
783 | ClientMethodID | 9212 | Potentiometric Determination of Chloride in Aqueous Samples With Ion-Selective Electrode | USEPA_OSW
784 | ClientMethodID | 9213 | Potentiometric Determination of Cyanide in Aqueous Samples and Distillates With Ion-Selective Electrode | USEPA_OSW
785 | ClientMethodID | 9214 | Potentiometric Determination of Fluoride in Aqueous Samples With Ion-Selective Electrode | USEPA_OSW
786 | ClientMethodID | 9215 | Potentiometric Determination of Sulfide in Aqueous Samples and Distillates With Ion-Selective Electrode | USEPA_OSW
787 | ClientMethodID | 9216 | Potentiometric Determination of Nitrite in Aqueous Samples With Ion-Selective Electrode | USEPA_OSW
788 | ClientMethodID | 9250 | Chloride (Colorimetric, Automated Ferricyanide AAI) | USEPA_OSW
789 | ClientMethodID | 9251 | Chloride (Colorimetric, Automated Ferricyanide AAII) | USEPA_OSW
790 | ClientMethodID | 9253 | Chloride (Titrimetric, Silver Nitrate) | USEPA_OSW
791 | ClientMethodID | 9310 | Gross Alpha and Gross Beta | USEPA_OSW
792 | ClientMethodID | 9315 | Alpha-Emitting Radium Isotopes | USEPA_OSW
793 | ClientMethodID | 9320 | Radium-228 | USEPA_OSW
794 | ClientMethodID | 0023A | Sampling Method for Polychlorinated Dibenzo-p-Dioxins and Polychlorinated Dibenzofuran Emissions From Stationary Sources | USEPA_OSW
795 | ClientMethodID | 1010A | Pensky-Martens Closed-Cup Method for Determining Ignitability | USEPA_OSW
796 | ClientMethodID | 101A | Determination of Particulate and Gaseous Mercury Emissions from Sewage Sludge Incinerators | USEPA_CARB
797 | ClientMethodID | 1020A | Setaflash Closed-Cup Method for Determining Ignitability | USEPA_OSW
798 | ClientMethodID | 1020B | Setaflash Closed-Cup Method for Determining Ignitability | USEPA_OSW
799 | ClientMethodID | 1310A | Extraction Procedure (EP) Toxicity Test Method and Structural Integrity Test | USEPA_OSW
800 | ClientMethodID | 1330A | Extraction Procedure for Oily Wastes | USEPA_OSW
801 | ClientMethodID | 13A | Determination of Total Fluoride Emissions from Stationary Sources (SPADNS Zirconium Lake Method) | USEPA_CARB
802 | ClientMethodID | 13B | Determination of Total Fluoride Emissions from Stationary Sources (Specific Ion Electrode Method) | USEPA_CARB
803 | ClientMethodID | 1613B | Tetra-Through Octa-Chlorinated Dioxins and Furans by Isotope Dilution HRGC/HRMS | USEPA_OSW
804 | ClientMethodID | 1664A | N-Hexane Extractable Material (HEM; Oil and Grease) and Silica Gel Treated N-Hexane Extractable Material (SGT-HEM; Non-polar Material) by Extraction and Gravimetry | USEPA_EAD
805 | ClientMethodID | 1668A | Chlorinated Biphenyl Congeners in Water, Soil, Sediment, Biosolids, and Tissue by HRGC/HRMS | USEPA_EAD
806 | ClientMethodID | 1668C | Chlorinated Biphenyl Congeners in Water, Soil, Sediment, Biosolids, and Tissue by HRGC/HRMS | USEPA_EAD
807 | ClientMethodID | 18AAC70 | Summation of monoaromatics and polyaromatics as defined in 18 AAC 70 (State of Alaska regulations, further defined in ADEC Tech Memo "GUIDELINES FOR DATA REPORTING, DATA AVERAGING, AND TREATMENT OF NON-DETECT VALUES" June 2012) | AK_WQ
808 | ClientMethodID | 3005A | Acid Digestion of Waters for Total Recoverable or Dissolved Metals for Analysis by FLAA or ICP Spectroscopy | USEPA_OSW
809 | ClientMethodID | 3010A | Acid Digestion of Aqueous Samples and Extracts for Total Metals for Analysis by FLAA or ICP Spectroscopy | USEPA_OSW
810 | ClientMethodID | 3015A | Microwave Assisted Acid Digestion of Aqueous Samples and Extracts | USEPA_OSW
811 | ClientMethodID | 3020A | Acid Digestion of Aqueous Samples and Extracts for Total Metals for Analysis by GFAA Spectroscopy | USEPA_OSW
812 | ClientMethodID | 3040A | Dissolution Procedure for Oils, Greases, or Waxes | USEPA_OSW
813 | ClientMethodID | 3050B | Acid Digestion of Sediments, Sludges, and Soils | USEPA_OSW
814 | ClientMethodID | 3051A | Microwave Assisted Acid Digestion of Sediments, Sludges, Soils, and Oils | USEPA_OSW
815 | ClientMethodID | 3060A | Alkaline Digestion for Hexavalent Chromium | USEPA_OSW
816 | ClientMethodID | 350.2 (Nesslerization) | Nitrogen, Ammonia (Colorimetric; Titrimetric; Potentiometric - Distillation Procedure) | USEPA_NERL
817 | ClientMethodID | 350.2 (Titration) | Nitrogen, Ammonia (Colorimetric; Titrimetric; Potentiometric - Distillation Procedure) | USEPA_NERL
818 | ClientMethodID | 3500B | Organic Extraction and Sample Preparation | USEPA_OSW
819 | ClientMethodID | 3500C | Organic Extraction and Sample Preparation | USEPA_OSW
820 | ClientMethodID | 351.3 (Electrode) | Nitrogen, Kjeldahl Total (Colorimetric; Titrimetric; Potentiometric) | USEPA_NERL
821 | ClientMethodID | 351.3 (Nesslerization) | Nitrogen, Kjeldahl Total (Colorimetric; Titrimetric; Potentiometric) | USEPA_NERL
822 | ClientMethodID | 351.3 (Titration) | Nitrogen, Kjeldahl Total (Colorimetric; Titrimetric; Potentiometric) | USEPA_NERL
823 | ClientMethodID | 3510C | Separatory Funnel Liquid-Liquid Extraction | USEPA_OSW
824 | ClientMethodID | 3520C | Continuous Liquid-Liquid Extraction | USEPA_OSW
825 | ClientMethodID | 3535A | Solid-Phase Extraction (SPE) | USEPA_OSW
826 | ClientMethodID | 3540C | Soxhlet Extraction | USEPA_OSW
827 | ClientMethodID | 3545A | Pressurized Fluid Extraction (PFE) | USEPA_OSW
828 | ClientMethodID | 3550B | Ultrasonic Extraction | USEPA_OSW
829 | ClientMethodID | 3550C | Ultrasonic Extraction | USEPA_OSW
830 | ClientMethodID | 3580A | Waste Dilution | USEPA_OSW
831 | ClientMethodID | 3600C | Cleanup | USEPA_OSW
832 | ClientMethodID | 3610B | Alumina Cleanup | USEPA_OSW
833 | ClientMethodID | 3611B | Alumina Column Cleanup and Separation of Petroleum Wastes | USEPA_OSW
834 | ClientMethodID | 3620B | Florisil Cleanup | USEPA_OSW
835 | ClientMethodID | 3620C | Florisil Cleanup | USEPA_OSW
836 | ClientMethodID | 3630C | Silica Gel Cleanup | USEPA_OSW
837 | ClientMethodID | 3640A | Gel-Permeation Cleanup | USEPA_OSW
838 | ClientMethodID | 3650B | Acid-Base Partition Cleanup | USEPA_OSW
839 | ClientMethodID | 3660B | Sulfur Cleanup | USEPA_OSW
840 | ClientMethodID | 3665A | Sulfuric Acid/Permanganate Cleanup | USEPA_OSW
841 | ClientMethodID | 4010A | Screening for Pentachlorophenol by Immunoassay | USEPA_OSW
842 | ClientMethodID | 410A | Determination of Benzene from Stationary Sources (Low Concentration Gas Chromatographic Technique | USEPA_CARB
843 | ClientMethodID | 410B | Determination of Benzene from Stationary Sources (High Concentration Gas Chromatographic Technique | USEPA_CARB
844 | ClientMethodID | 502.2 (by ELCD) | Volatile Organic Compounds in Water by Purge and Trap Capillary Column Gas Chromatography with Photoionization and Electrolytic Conductivity Detectors in Series | USEPA_NERL
845 | ClientMethodID | 502.2 (by PID) | Volatile Organic Compounds in Water by Purge and Trap Capillary Column Gas Chromatography with Photoionization and Electrolytic Conductivity Detectors in Series | USEPA_NERL
846 | ClientMethodID | 5021A | Volatile Organic Compounds in Soils and Other Solid Matrices Using Equilibrium Headspace Analysis | USEPA_OSW
847 | ClientMethodID | 5030B | Purge-And-Trap for Aqueous Samples | USEPA_OSW
848 | ClientMethodID | 5030C | Purge-And-Trap for Aqueous Samples | USEPA_OSW
849 | ClientMethodID | 5035A | Closed-System Purge-And-Trap and Extraction for Volatile Organics in Soil and Waste Samples | USEPA_OSW
850 | ClientMethodID | 5040A | Analysis of Sorbent Cartridges From Volatile Organic Sampling Train (VOST): Gas Chromatography/Mass Spectrometry Technique | USEPA_OSW
851 | ClientMethodID | 5041A | Analysis for Desorption of Sorbent Cartridges From Volatile Organic Sampling Train (VOST) | USEPA_OSW
852 | ClientMethodID | 508A | Screening for Polychlorinated Biphenyls by Perchlorination and Gas Chromatography | USEPA_NERL
853 | ClientMethodID | 537M | Determination of Selected Perfluorinated Alkyl Acids in Drinking Water by Solid Phase Extraction and Liquid Chromotography/Tandem Mass Spectrometry (LC/MS/MS) [Modified for matrix] | USEPA_NERL
854 | ClientMethodID | 548.1 (by FID) | Determination of Endothall in Drinking Water by Ion-Exchange Extraction, Acidic Methanol Methylation, and Gas Chromatography/Mass Spectrometry | USEPA_NERL
855 | ClientMethodID | 548.1 (by MS) | Determination of Endothall in Drinking Water by Ion-Exchange Extraction, Acidic Methanol Methylation, and Gas Chromatography/Mass Spectrometry | USEPA_NERL
856 | ClientMethodID | 6010B | Inductively Coupled Plasma - Atomic Emission Spectrometry | USEPA_OSW
857 | ClientMethodID | 6010C | Inductively Coupled Plasma - Atomic Emission Spectrometry | USEPA_OSW
858 | ClientMethodID | 6020A | Inductively Coupled Plasma - Mass Spectrometry | USEPA_OSW
859 | ClientMethodID | 625-SIM | Polynuclear Aromatic Hydrocarbons by 625-SIM | USEPA_NERL
860 | ClientMethodID | 7000A | Atomic Absorption Methods | USEPA_OSW
861 | ClientMethodID | 7000B | Flame Atomic Absorption Spectrophotometry | USEPA_OSW
862 | ClientMethodID | 7060A | Arsenic (Atomic Absorption, Furnace Technique) | USEPA_OSW
863 | ClientMethodID | 7061A | Arsenic (Atomic Absorption, Gaseous Hydride) | USEPA_OSW
864 | ClientMethodID | 7080A | Barium (Atomic Absorption, Direct Aspiration) | USEPA_OSW
865 | ClientMethodID | 7131A | Cadmium (Atomic Absorption, Furnace Technique) | USEPA_OSW
866 | ClientMethodID | 7196A | Chromium, Hexavalent (Colorimetric) | USEPA_OSW
867 | ClientMethodID | 7470A | Mercury in Liquid Waste (Manual Cold-Vapor Technique) | USEPA_OSW
868 | ClientMethodID | 7471A | Mercury in Solid or Semisolid Waste (Manual Cold-Vapor Technique) | USEPA_OSW
869 | ClientMethodID | 7471B | Mercury in Solid or Semisolid Waste (Manual Cold-Vapor Technique) | USEPA_OSW
870 | ClientMethodID | 7741A | Selenium (Atomic Absorption, Gaseous Hydride) | USEPA_OSW
871 | ClientMethodID | 7760A | Silver (Atomic Absorption, Direct Aspiration) | USEPA_OSW
872 | ClientMethodID | 8000B | Determinative Chromatographic Separations | USEPA_OSW
873 | ClientMethodID | 8000C | Determinative Chromatographic Separations | USEPA_OSW
874 | ClientMethodID | 8010B | Halogenated Volatile Organics by Gas Chromatography | USEPA_OSW
875 | ClientMethodID | 8015B | Nonhalogenated Organics Using GC/FID | USEPA_OSW
876 | ClientMethodID | 8015C | Nonhalogenated Organics Using GC/FID | USEPA_OSW
877 | ClientMethodID | 8015D | Nonhalogenated Organics Using GC/FID | USEPA_OSW
878 | ClientMethodID | 8020A | Aromatic Volatile Organics by Gas Chromatography | USEPA_OSW
879 | ClientMethodID | 8021B | Aromatic and Halogenated Volatiles by Gas Chromatography Using Photoionization and/or Electrolytic Conductivity Detectors | USEPA_OSW
880 | ClientMethodID | 8030A | Acrolein and Acrylonitrile by Gas Chromatography | USEPA_OSW
881 | ClientMethodID | 8032A | Acrylamide by Gas Chromatography | USEPA_OSW
882 | ClientMethodID | 8040A | Phenols by Gas Chromatography | USEPA_OSW
883 | ClientMethodID | 8041A | Phenols by Gas Chromatography | USEPA_OSW
884 | ClientMethodID | 8061A | Phthalate Esters by Gas Chromatography With Electron Capture Detection (GC/ECD) | USEPA_OSW
885 | ClientMethodID | 8070A | Nitrosamines by Gas Chromatography | USEPA_OSW
886 | ClientMethodID | 8080A | Organochlorine Pesticides and Polychlorinated Biphenyls by Gas Chromatography | USEPA_OSW
887 | ClientMethodID | 8081A | Organochlorine Pesticides by Gas Chromatography | USEPA_OSW
888 | ClientMethodID | 8081B | Organochlorine Pesticides by Gas Chromatography | USEPA_OSW
889 | ClientMethodID | 8082A | Polychlorinated Biphenyls (PCBs) by Gas Chromatography | USEPA_OSW
890 | ClientMethodID | 8120A | Chlorinated Hydrocarbons by Gas Chromatography | USEPA_OSW
891 | ClientMethodID | 8141A | Organophosphorus Compounds by Gas Chromatography: Capillary Column Technique | USEPA_OSW
892 | ClientMethodID | 8141B | Organophosphorus Compounds by Gas Chromatography | USEPA_OSW
893 | ClientMethodID | 8150B | Chlorinated Herbicides by Gas Chromatography | USEPA_OSW
894 | ClientMethodID | 8151A | Chlorinated Herbicides by GC Using Methylation or Pentafluorobenzylation Derivatization | USEPA_OSW
895 | ClientMethodID | 8240B | Volatile Organic Compounds by Gas Chromatography/Mass Spectrometry (GC/MS) | USEPA_OSW
896 | ClientMethodID | 8250A | Semivolatile Organic Compounds by Gas Chromatography/Mass Spectrometry (GC/MS) | USEPA_OSW
897 | ClientMethodID | 8260B | Volatile Organic Compounds by Gas Chromatography/Mass Spectrometry (GC/MS) | USEPA_OSW
898 | ClientMethodID | 8260B-SIM | Volatile Organic Compounds by Gas Chromatography/Mass Spectrometry (GC/MS) | USEPA_OSW
899 | ClientMethodID | 8260C | Volatile Organic Compounds by Gas Chromatography/Mass Spectrometry (GC/MS) | USEPA_OSW
900 | ClientMethodID | 8260C-SIM | Volatile Organic Compounds by Gas Chromatography/Mass Spectrometry (GC/MS)
901 | ClientMethodID | 8270C | Semivolatile Organic Compounds by Gas Chromatography/Mass Spectrometry (GC/MS) | USEPA_OSW
902 | ClientMethodID | 8270CSIM | Semivolatile Organic Compounds by Gas Chromatography/Mass Spectrometry (GC/MS) | USEPA_OSW
903 | ClientMethodID | 8270D | Semivolatile Organic Compounds by Gas Chromatography/Mass Spectrometry (GC/MS) | USEPA_OSW
904 | ClientMethodID | 8270DSIM | Semivolatile Organic Compounds by Gas Chromatography/Mass Spectrometry (GC/MS) | USEPA_OSW
905 | ClientMethodID | 8270DSIM_PEST | Semivolatile Organic Compounds (Pesticides) by Gas Chromatography/Mass Spectrometry (GC/MS) | USEPA_OSW
906 | ClientMethodID | 8275A | Semivolatile Organic Compounds (PAHs and PCBs) in Soils/Sludges and Solid Wastes Using Thermal Extraction/Gas Gromatography/Mass Spectrometry (TE/GC/MS) | USEPA_OSW
907 | ClientMethodID | 8280A | The Analysis of Polychlorinated Dibenzo-p-Dioxins and Polychlorinated Dibenzofurans by High Resolution Gas Chromatography/Low Resolution Mass Spectrometry (HRGC/LRMS) | USEPA_OSW
908 | ClientMethodID | 8280B | Polychlorinated Dibenzo-p-Dioxins and Polychlorinated Dibenzofurans by High Resolution Gas Chromatography/Low Resolution Mass Spectrometry (HRGC/LRMS) | USEPA_OSW
909 | ClientMethodID | 8290A | Polychlorinated Dibenzodioxins (PCDDs) and Polychlorinated Dibenzofurans (PCDFs) by High-Resolution Gas Chromatography/High-Resolution Mass Spectrometry (HRGC/HRMS) | USEPA_OSW
910 | ClientMethodID | 8315A | Determination of Carbonyl Compounds by High Performance Liquid Chromatography (HPLC) | USEPA_OSW
911 | ClientMethodID | 8318A | n-Methylcarbamates by High Performance Liquid Chromatography (HPLC) | USEPA_OSW
912 | ClientMethodID | 8321A | Solvent Extractable Nonvolatile Compounds by High Performance Liquid Chromatography/Thermospray/Mass Spectrometry (HPLC/TS/MS) or Ultraviolet (UV) Detection | USEPA_OSW
913 | ClientMethodID | 8321B | Solvent-Extractable Nonvolatile Compounds by High Performance Liquid Chromatography/Thermospray/Mass Spectrometry (HPLC/TS/MS) or Ultraviolet (UV) Detection | USEPA_OSW
914 | ClientMethodID | 8330A | Nitroaromatics and Nitramines by High Performance Liquid Chromatography (HPLC) | USEPA_OSW
915 | ClientMethodID | 8330B | Nitroaromatics and Nitramines by High Performance Liquid Chromatography (HPLC) | USEPA_OSW
916 | ClientMethodID | 9010B | Total and Amenable Cyanide: Distillation | USEPA_OSW
917 | ClientMethodID | 9012A | Total and Amenable Cyanide (Automated Colorimetric, With Off-Line Distillation) | USEPA_OSW
918 | ClientMethodID | 9012B | Total and Amenable Cyanide (Automated Colorimetric, With Off-Line Distillation) | USEPA_OSW
919 | ClientMethodID | 9013A | Cyanide Extraction Procedure for Solids and Oils | USEPA_OSW
920 | ClientMethodID | 9020B | Total Organic Halides (TOX) | USEPA_OSW
921 | ClientMethodID | 9030B | Acid-Soluble and Acid-Insoluble Sulfides: Distillation | USEPA_OSW
922 | ClientMethodID | 9040B | pH Electrometric Measurement | USEPA_OSW
923 | ClientMethodID | 9040C | pH Electrometric Measurement | USEPA_OSW
924 | ClientMethodID | 9041A | pH Paper Method | USEPA_OSW
925 | ClientMethodID | 9045C | Soil and Waste pH | USEPA_OSW
926 | ClientMethodID | 9045D | Soil and Waste pH | USEPA_OSW
927 | ClientMethodID | 9050A | Specific Conductance | USEPA_OSW
928 | ClientMethodID | 9056A | Determination of Inorganic Anions by Ion Chromatography | USEPA_OSW
929 | ClientMethodID | 9060A | Total Organic Carbon | USEPA_OSW
930 | ClientMethodID | 9071A | Oil and Grease Extraction Method for Sludge and Sediment Samples | USEPA_OSW
931 | ClientMethodID | 9090A | Compatibility Test for Wastes and Membrane Liners | USEPA_OSW
932 | ClientMethodID | 9095A | Paint Filter Liquids Test | USEPA_OSW
933 | ClientMethodID | 9210A | Potentiometric Determination of Nitrate in Aqueous Samples With an Ion-Selective Electrode | USEPA_OSW
934 | ClientMethodID | 9252A | Chloride (Titrimetric, Mercuric Nitrate) | USEPA_OSW
935 | ClientMethodID | A2320 B | Alkalinity by Titration | Standard_Methods
936 | ClientMethodID | A2320 B | Alkalinity by Titration | Standard_Methods
937 | ClientMethodID | A2340B | Hardness by Calculation | Standard_Methods
938 | ClientMethodID | A2340C | EDTA Titrimetric Method (Hardness) | Standard_Methods
939 | ClientMethodID | A2540B | Total Solids Dried at 103-105 C | Standard_Methods
940 | ClientMethodID | A2540D | Total Suspended Solids Dried at 103-105C | Standard_Methods
941 | ClientMethodID | A2540G | Total, Fixed, and Volatile Solids in Solid and Semisolid Samples | Standard_Methods
942 | ClientMethodID | A3500-FE D | Determination of Iron - Phenanthroline Method | Standard_Methods
943 | ClientMethodID | A4500-Cl G | 4500-Cl Chlorine (Residual) (Editorial revisions, 2011) | Standard_Methods
944 | ClientMethodID | A4500-CN C | Total and Amenable Cyanide: Distillation | Standard_Methods
945 | ClientMethodID | A4500-CN E | Titrimetric and Manual Spectrophotometric Determinative Methods for Cyanide | Standard_Methods
946 | ClientMethodID | A4500-H B | pH Value | Standard_Methods
947 | ClientMethodID | A4500-NH3 G | Nitrogen, Ammonia (Colorimetric, Automated Phenate) | Standard_Methods
948 | ClientMethodID | A4500-NO3 F | Nitrate/Nitrite by Automated Cadmium Reduction | Standard_Methods
949 | ClientMethodID | A4500-P B,E | Phosphorus - Ascorbic Acid Method | Standard_Methods
950 | ClientMethodID | A4500-S2 D | Total Sulfide - Methylene Blue Method | Standard_Methods
951 | ClientMethodID | A5210 B | 5 Day Biochemical Oxygen Demand | Standard_Methods
952 | ClientMethodID | A5220 C | Chemical Oxygen Demand (COD) by Closed Reflux, Titrimetric Method | Standard_Methods
953 | ClientMethodID | A5220 D | Chemical Oxygen Demand (COD) by Closed Reflux, Colorimetric Method | Standard_Methods
954 | ClientMethodID | A5310B | Total Organic Carbon by High Temperature Combustion | Standard_Methods
955 | ClientMethodID | A9222D | Fecal Coliform by Membrane Filtration | Standard_Methods
956 | ClientMethodID | A9223B | Enzyme Substrate Coliform Test | Standard_Methods
957 | ClientMethodID | AK101 | Determination of Gasoline Range Organics (C6-C10) | AK_UST
958 | ClientMethodID | AK102 | Determination of Diesel Range Organics (C10-C25) | AK_UST
959 | ClientMethodID | AK102_103 | Determination of Diesel Range Organics (C10-C25) and Residual Range Organics (C25-C36) | AK_UST
960 | ClientMethodID | AK102_103_SG | Determination of Diesel Range Organics (C10-C25) and Residual Range Organics (C25-C36) w_Silica Gel Cleanup (AK-TM06-001) | AK_UST
961 | ClientMethodID | AK102SG | Determination of Diesel Range Organics w_Silica Gel Cleanup (AK-TM06-001) | AK_UST
962 | ClientMethodID | AK103 | Determination of Residual Range Organics (C25-C36) | AK_UST
963 | ClientMethodID | AK103SG | Determination of Residual Range Organics w_Silica Gel Cleanup (AK-TM06-001) | AK_UST
964 | ClientMethodID | Bligh_Dyer | Total Lipids Extraction and Purification | SCI_JRNL
965 | ClientMethodID | CBC01.0 | Statement of Work For Analysis of Chlorinated Biphenyl (CB) Congeners (Multi-Media, Multi-Concentration) | USEPA_ASB
966 | ClientMethodID | CBC01.1 | Statement of Work For Analysis of Chlorinated Biphenyl (CB) Congeners (Multi-Media, Multi-Concentration) | USEPA_ASB
967 | ClientMethodID | CBC01.2 | Statement of Work For Analysis of Chlorinated Biphenyl (CB) Congeners (Multi-Media, Multi-Concentration) | USEPA_ASB
968 | ClientMethodID | D129 | Standard Test Method for Sulfur in Petroleum Products (General High Pressure Decomposition Device Method) | ASTM
969 | ClientMethodID | D1552 | Standard Test Method for Sulfur in Petroleum Products (High-Temperature Method) | ASTM
970 | ClientMethodID | D1945 | Standard Test Method for Analysis of Natural Gas by Gas Chromatography | ASTM
971 | ClientMethodID | D1946 | Standard Practice for Analysis of Reformed Gas by Gas Chromatography | ASTM
972 | ClientMethodID | D2216 | Standard Test Method for Laboratory Determination of Water (Moisture) Content of Soil and Rock by Mass | ASTM
973 | ClientMethodID | D240 | Standard Test Method for Heat of Combustion of Liquid Hydrocarbon Fuels by Bomb Calorimeter | ASTM
974 | ClientMethodID | D422 | Standard Test Method for Particle-Size Analysis of Soils | ASTM
975 | ClientMethodID | D5057 | Standard Test Method for Screening Apparent Specific Gravity and Bulk Density of Waste | ASTM
976 | ClientMethodID | D5504 | Standard Test Method for the Determination of Sulfur Compounds in Natrural Gas and Gaseous Fuels for Gas Chromatography and Chemiluminescence | ASTM
977 | ClientMethodID | D92 | Standard Test Method for Flash and Fire Points by Cleveland Open Cup Tester | ASTM
978 | ClientMethodID | DLM01.4 | Statement of Work For Analysis of Chlorinated Dibenzo-p-Dioxins (CDDs) and Chlorinated Dibenzofurans (CDFs) (Multi-Media, Multi-Concentration) | USEPA_CLP
979 | ClientMethodID | DLM02.0 | Statement of Work For Analysis of Chlorinated Dibenzo-p-Dioxins (CDDs) and Chlorinated Dibenzofurans (CDFs) (Multi-Media, Multi-Concentration) | USEPA_ASB
980 | ClientMethodID | DLM02.1 | Statement of Work For Analysis of Chlorinated Dibenzo-p-Dioxins (CDDs) and Chlorinated Dibenzofurans (CDFs) (Multi-Media, Multi-Concentration) | USEPA_ASB
981 | ClientMethodID | DLM02.2 | Statement of Work For Analysis of Chlorinated Dibenzo-p-Dioxins (CDDs) and Chlorinated Dibenzofurans (CDFs) (Multi-Media, Multi-Concentration) | USEPA_ASB
984 | ClientMethodID | ILM04.0 | Statement of Work For Multi-Media, Multi-Concentration Inorganic Analytical Service for Superfund (ILM04.0) | USEPA_CLP
985 | ClientMethodID | ILM05.2 | Statement of Work For Inorganic Analysis (Multi-Media, Multi-Concentration) | USEPA_CLP
986 | ClientMethodID | ILM05.3 | Statement of Work For Inorganic Analysis (Multi-Media, Multi-Concentration) | USEPA_CLP
987 | ClientMethodID | ILM05.4 | Statement of Work For Inorganic Analysis (Multi-Media, Multi-Concentration) | USEPA_CLP
988 | ClientMethodID | IO-1.1 | Determination of PM10 in Ambient Air Using the Andersen Continuous Beta Attenuation Monitor | USEPA_AMTIC
989 | ClientMethodID | IO-1.2 | Determination of PM10 in Ambient Air Using the Thermo Environmental Instruments (Formerly Wedding and Associates) Continuous Beta Attenuation Monitor | USEPA_AMTIC
990 | ClientMethodID | IO-1.3 | Determination of PM10 in Ambient Air Using a Continuous Rupprecht and Patashnick (R&P) TEOM Particle Monitor | USEPA_AMTIC
991 | ClientMethodID | IO-2.1 | Sampling of Ambient Air for Total Suspended Particulate Matter (SPM) and PM10 Using High Volume (HV) Sampler | USEPA_AMTIC
992 | ClientMethodID | IO-2.2 | Sampling of Ambient Air for PM10 Using an Andersen Dichotomous Sampler | USEPA_AMTIC
993 | ClientMethodID | IO-2.3 | Sampling of Ambient Air for PM10 Concentration Using the Rupprecht and Patashnick (R&P) Low Volume Partisol Sampler | USEPA_AMTIC
994 | ClientMethodID | IO-2.4 | Calculations for Standard Volume | USEPA_AMTIC
995 | ClientMethodID | IO-3.1 | Selection, Preparation and Extraction of Filter Material | USEPA_AMTIC
996 | ClientMethodID | IO-3.2 | Determination of Metals in Ambient Particulate Matter Using Atomic Absorption (AA) Spectroscopy | USEPA_AMTIC
997 | ClientMethodID | IO-3.3 | Determination of Metals in Ambient Particulate Metter Using X-ray Fluorescence (XRF) Spectroscopy | USEPA_AMTIC
998 | ClientMethodID | IO-3.4 | Determination of Metals in Ambient Particulate Metter Using Inductively Coupled Plasma (ICP) Spectroscopy | USEPA_AMTIC
999 | ClientMethodID | IO-3.5 | Determination of Metals in Ambient Particulate Metter Using Inductively Coupled Plasma/Mass Spectrometry (ICP/MS) | USEPA_AMTIC
1000 | ClientMethodID | IO-3.6 | Determination of Metals in Ambient Particulate Metter Using Proton Induced X-ray Emission (PIXE) Spectroscopy | USEPA_AMTIC
1001 | ClientMethodID | IO-3.7 | Determination of Metals in Ambient Particulate Metter Using Neutron Activation Analysis (NAA) Gamma Spectrometry | USEPA_AMTIC
1002 | ClientMethodID | IO-4.1 | Determination of the Strong Acidity of Atmospheric Fine-Particles (<2.5 um) | USEPA_AMTIC
1003 | ClientMethodID | IO-4.2 | Determination of Reactive Acidic and Basic Gases and Strong Acidity of Atmospheric Fine-Particles (<2.5 um) | USEPA_AMTIC
1004 | ClientMethodID | IO-5 | Sampling and Analysis for Vapor and Particle Phase Mercury in Ambient Air Utilizing Cold Vapor Atomic Fluorescence Spectrometry (CVAFS) | USEPA_AMTIC
1005 | ClientMethodID | ISM01.0 | Statement of Work For Inorganic Superfund Methods (Multi-Media, Multi-Concentration) | USEPA_CLP
1006 | ClientMethodID | ISM01.1 | Statement of Work For Inorganic Superfund Methods (Multi-Media, Multi-Concentration) | USEPA_CLP
1007 | ClientMethodID | LloydKahn | Determination of Total Organic Carbon in Sediment | USEPA_R2_ESD
1008 | ClientMethodID | NWTPH-EPH | Method for the Determination of Extractable Petroleum Hydrocarbons (EPH) Fractions | Washington State Department of Ecology
1009 | ClientMethodID | NWTPH-VPH | Method for the Determination of Volatile Petroleum Hydrocarbons - Duwamish Revision | Washington State Department of Ecology
1010 | ClientMethodID | OLC03.2 | Statement of Work For Analysis of Low Concentration Organic | USEPA_CLP
1011 | ClientMethodID | OLM04.2 | Statement of Work For Organics Analysis (Multi-Media, Multi-Concentration) | USEPA_CLP
1012 | ClientMethodID | Organic_Tin | Organotins by GC/MS | SCI_JRNL
1013 | ClientMethodID | RSK-175 | Analysis of Dissolved Methane, Ethane, and Ethylene in Ground Water by a Standard Gas Chromatographic Technique | SCI_JRNL
1014 | ClientMethodID | SOM01.0 | Statement of Work For Organic Analysis Multi-Media, Multi-Concentration | USEPA_CLP
1015 | ClientMethodID | SOM01.1 | Statement of Work For Organic Analysis Multi-Media, Multi-Concentration | USEPA_CLP
1016 | ClientMethodID | SOM01.2 | Statement of Work For Organic Analysis Multi-Media, Multi-Concentration | USEPA_CLP
1017 | ClientMethodID | SVOA01.1 | Statement of Work For Volatile Organic Analysis In Air | USEPA_CLP
1018 | ClientMethodID | SVOA01.2 | Statement of Work For Volatile Organic Analysis In Air | USEPA_CLP
1019 | ClientMethodID | TO-1 | Method for the Determination of Volatile Organic Compounds in Ambient Air Using TENAX Adsorption and Gas Chromatography/Mass Spectrometry (GC/MS) | USEPA_AMTIC
1020 | ClientMethodID | TO-10A | Determination of Pesticides and Polychlorinated Biphenyls in Ambient Air Using Low Volume Polyurethane Foam (PUF) Sampling Followed by Gas Chromatographic/Multi-Detector Detection (GC/MD) | USEPA_AMTIC
1021 | ClientMethodID | TO-11A | Determination of Formaldehyde in Ambient Air Using Adsorbent Cartridge Followed by High Performance Chromatographic (HPLC) [Active Sampling Methodology] | USEPA_AMTIC
1022 | ClientMethodID | TO-12 | Method for the Determination of Non-Methane Organic Compounds (NMOC) in Ambient Air Using Cryogenic Preconcentration and Direct Flame Ionization Detection (PDFID) | USEPA_AMTIC
1023 | ClientMethodID | TO-13A | Determination of Polycyclic Aromatic Hydrocarbons (PAHS) in Ambient Air Using and Gas Chromatography/Mass Spectrometry (GC/MS) | USEPA_AMTIC
1024 | ClientMethodID | TO-14A | Determination of Volatile Organic Compounds (VOCS) in Ambient Air Using Specially Prepared Canisters With Subsequent Analysis by Gas Chromatography | USEPA_AMTIC
1025 | ClientMethodID | TO-15 | Determination of Volatile Organic Compounds (VOCS) in Air Collected in Specially-Prepared Canisters and Analyzed by Gas Chromatography/Mass Spectrometry (GC/MS) | USEPA_AMTIC
1026 | ClientMethodID | TO-16 | Long-Path Open-Path Fourier Transform Infrared Monitoring of Atmospheric Gases | USEPA_AMTIC
1027 | ClientMethodID | TO-17 | Determination of Volatile Organic Compounds in Ambient Air Using Active Sampling Onto Sorbent Tubes | USEPA_AMTIC
1028 | ClientMethodID | TO-2 | Method for the Determination of Volatile Organic Compounds in Ambient Air by Carbon Molecular Sieve Adsorption and Gas Chromatography/Mass Spectrometry (GC/MS) | USEPA_AMTIC
1029 | ClientMethodID | TO-3 | Method for the Determination of Volatile Organic Compounds in Ambient Air by Using Cryogenic Preconcentration Techniques and Gas Chromatography With Flame Ionization and Electron Capture Detection | USEPA_AMTIC
1030 | ClientMethodID | TO-4A | Determination of Pesticides and Polychlorinated Biphenyls in Ambient Air Using High Volume Polyurethane Foam (PUF) Sampling Followed by Gas Chromatographic/Multi-Detector Detection (GC/MD) | USEPA_AMTIC
1031 | ClientMethodID | TO-5 | Method for the Determination of Aldehydes and Ketones in Ambient Air Using High Performance Liquid Chromatography (HPLC) | USEPA_AMTIC
1032 | ClientMethodID | TO-6 | Method for the Determination of Phosgene in Ambient Air Using High Performance Liquid Chromatography | USEPA_AMTIC
1033 | ClientMethodID | TO-7 | Method for the Determination of N-Nitrosodimethylamine in Ambient Air Using Gas Chromatography | USEPA_AMTIC
1034 | ClientMethodID | TO-8 | Method for the Determination of Phenol and Methylphenols (Cresols) in Ambient Air Using High Performance Liquid Chromatography | USEPA_AMTIC
1035 | ClientMethodID | TO-9A | Determination of Polychlorinated, Polybrominated and Brominated/Chlorinated Dibenzo-p-Dioxins and Dibenzofurans in Ambient Air | USEPA_AMTIC
1036 | DateFormat | MM/DD/YYThh:mm:ss.sTZD
1037 | DateFormat | MM/DD/YYThhmmss.sTZD
1039 | DateFormat | MM/DD/YYYYThh:mm:ss.sTZD
1040 | DateFormat | MM/DD/YYYYThhmmss.sTZD
1041 | DateFormat | MMDDYYThh:mm:ss.sTZD
1042 | DateFormat | MMDDYYThhmmss.sTZD
1043 | DateFormat | MMDDYYYYThh:mm:ss.sTZD
1044 | DateFormat | MMDDYYYYThhmmss.sTZD
1045 | DateFormat | YYMMDDThh:mm:ss.sTZD
1046 | DateFormat | YYMMDDThhmmss.sTZD
1047 | DateFormat | YYYYMMDDThh:mm:ss.sTZD
1048 | DateFormat | YYYY-MM-DDThh:mm:ss.sTZD
1049 | DateFormat | YYYYMMDDThhmmss.sTZD
1050 | DetectionLimitUnits | 100mL | per 100 mL
1051 | DetectionLimitUnits | Bq | becquerels
1052 | DetectionLimitUnits | Bq/cm2 | bequerels per square centimeter
1053 | DetectionLimitUnits | Bq/cm3 | bequerels per cubic centimeter
1054 | DetectionLimitUnits | Bq/g | becquerels per gram
1055 | DetectionLimitUnits | Bq/kg | becquerels per kilogram
1056 | DetectionLimitUnits | Bq/L | becquerels per liter
1057 | DetectionLimitUnits | Bq/m2 | bequerels per square meter
1058 | DetectionLimitUnits | Bq/m3 | bequerels per cubic meter
1059 | DetectionLimitUnits | Bq/mg | becquerels per milligram
1060 | DetectionLimitUnits | Bq/mL | becquerels per milliliter
1061 | DetectionLimitUnits | Bq/uL | becquerels per microliter
1062 | DetectionLimitUnits | col/100mL | Colonies per 100 mL
1063 | DetectionLimitUnits | Degrees C
1064 | DetectionLimitUnits | Degrees F
1065 | DetectionLimitUnits | g | gram
1066 | DetectionLimitUnits | g/g | grams per gram
1067 | DetectionLimitUnits | g/kg | grams per kilogram
1068 | DetectionLimitUnits | g/L | grams per liter
1069 | DetectionLimitUnits | g/mg | grams per milligram
1070 | DetectionLimitUnits | g/mL | grams per milliliter
1071 | DetectionLimitUnits | g/uL | grams per microliter
1072 | DetectionLimitUnits | Gy | Grays
1073 | DetectionLimitUnits | Gy/d | Grays per day
1074 | DetectionLimitUnits | Gy/h | Grays per hour
1075 | DetectionLimitUnits | Gy/min | Grays per minute
1076 | DetectionLimitUnits | Gy/s | Grays per second
1077 | DetectionLimitUnits | mBq | millibecquerels
1078 | DetectionLimitUnits | mBq/cm2 | millibequerels per square centimeter
1079 | DetectionLimitUnits | mBq/cm3 | millibequerels per cubic centimeter
1080 | DetectionLimitUnits | mBq/g | millibecquerels per gram
1081 | DetectionLimitUnits | mBq/kg | millibecquerels per kilogram
1082 | DetectionLimitUnits | mBq/L | millibecquerels per liter
1083 | DetectionLimitUnits | mBq/m2 | millibequerels per square meter
1084 | DetectionLimitUnits | mBq/m3 | millibequerels per cubic meter
1085 | DetectionLimitUnits | mBq/mg | millibecquerels per milligram
1086 | DetectionLimitUnits | mBq/mL | millibecquerels per milliliter
1087 | DetectionLimitUnits | mBq/uL | millibecquerels per microliter
1088 | DetectionLimitUnits | mg | milligram
1089 | DetectionLimitUnits | mg/cm2 | milligrams per square centimeter
1090 | DetectionLimitUnits | mg/cm3 | milligrams per cubic centimeter
1091 | DetectionLimitUnits | mg/g | milligrams per gram
1092 | DetectionLimitUnits | mg/kg | milligrams per kilogram
1093 | DetectionLimitUnits | mg/L | milligrams per liter
1094 | DetectionLimitUnits | mg/m2 | milligrams per square meter
1095 | DetectionLimitUnits | mg/m3 | milligrams per cubic meter
1096 | DetectionLimitUnits | mg/mg | milligrams per milligram
1097 | DetectionLimitUnits | mg/mL | milligrams per milliliter
1098 | DetectionLimitUnits | mg/uL | milligrams per microliter
1099 | DetectionLimitUnits | mGy | milliGrays
1100 | DetectionLimitUnits | mGy/d | milliGrays per day
1101 | DetectionLimitUnits | mGy/h | milliGrays per hour
1102 | DetectionLimitUnits | mGy/min | milliGrays per minute
1103 | DetectionLimitUnits | mGy/s | milliGrays per second
1104 | DetectionLimitUnits | MJ/kg | megajoules per kg
1105 | DetectionLimitUnits | mL/L | milliLiters per Liter
1106 | DetectionLimitUnits | mSv | milliSieverts
1107 | DetectionLimitUnits | mSv/d | milliSieverts per day
1108 | DetectionLimitUnits | mSv/h | milliSieverts per hour
1109 | DetectionLimitUnits | mSv/min | milliSieverts per minute
1110 | DetectionLimitUnits | mSv/s | milliSieverts per second
1111 | DetectionLimitUnits | NA | Only allowed for analytes without standard detection limits (e.g pH, flashpoint, total solids)
1112 | DetectionLimitUnits | nBq | nanobecquerels
1113 | DetectionLimitUnits | nBq/cm2 | nanobequerels per square centimeter
1114 | DetectionLimitUnits | nBq/cm3 | nanobequerels per cubic centimeter
1115 | DetectionLimitUnits | nBq/g | nanobecquerels per gram
1116 | DetectionLimitUnits | nBq/kg | nanobecquerels per kilogram
1117 | DetectionLimitUnits | nBq/L | nanobecquerels per liter
1118 | DetectionLimitUnits | nBq/m2 | nanobequerels per square meter
1119 | DetectionLimitUnits | nBq/m3 | nanobequerels per cubic meter
1120 | DetectionLimitUnits | nBq/mg | nanobecquerels per milligram
1121 | DetectionLimitUnits | nBq/mL | nanobecquerels per milliliter
1122 | DetectionLimitUnits | nBq/uL | nanobecquerels per microliter
1123 | DetectionLimitUnits | ng | nanogram
1124 | DetectionLimitUnits | ng/cm2 | nanograms per square centimeter
1125 | DetectionLimitUnits | ng/cm3 | nanograms per cubic centimeter
1126 | DetectionLimitUnits | ng/g | nanograms per gram
1127 | DetectionLimitUnits | ng/kg | nanograms per kilogram
1128 | DetectionLimitUnits | ng/L | nanograms per liter
1129 | DetectionLimitUnits | ng/m2 | nanograms per square meter
1130 | DetectionLimitUnits | ng/m3 | nanograms per cubic meter
1131 | DetectionLimitUnits | ng/mg | nanograms per milligram
1132 | DetectionLimitUnits | ng/mL | nanograms per milliliter
1133 | DetectionLimitUnits | ng/uL | nanograms per microliter
1134 | DetectionLimitUnits | nL/L | nanoLiters per Liter
1135 | DetectionLimitUnits | nL/mL | nanoLiters per milliLiter
1136 | DetectionLimitUnits | pBq | picobecquerels
1137 | DetectionLimitUnits | pBq/cm2 | picobequerels per square centimeter
1138 | DetectionLimitUnits | pBq/cm3 | picobequerels per cubic centimeter
1139 | DetectionLimitUnits | pBq/g | picobecquerels per gram
1140 | DetectionLimitUnits | pBq/kg | picobecquerels per kilogram
1141 | DetectionLimitUnits | pBq/L | picobecquerels per liter
1142 | DetectionLimitUnits | pBq/m2 | picobequerels per square meter
1143 | DetectionLimitUnits | pBq/m3 | picobequerels per cubic meter
1144 | DetectionLimitUnits | pBq/mg | picobecquerels per milligram
1145 | DetectionLimitUnits | pBq/mL | picobecquerels per milliliter
1146 | DetectionLimitUnits | pBq/uL | picobecquerels per microliter
1147 | DetectionLimitUnits | Percent | Percent (%)
1148 | DetectionLimitUnits | pg | picogram
1149 | DetectionLimitUnits | pg/cm2 | picograms per square centimeter
1150 | DetectionLimitUnits | pg/cm3 | picograms per cubic centimeter
1151 | DetectionLimitUnits | pg/g | picograms per gram
1152 | DetectionLimitUnits | pg/kg | picograms per kilogram
1153 | DetectionLimitUnits | pg/L | picograms per liter
1154 | DetectionLimitUnits | pg/m2 | picograms per square meter
1155 | DetectionLimitUnits | pg/m3 | picograms per cubic meter
1156 | DetectionLimitUnits | pg/mg | picograms per milligram
1157 | DetectionLimitUnits | pg/mL | picograms per milliliter
1158 | DetectionLimitUnits | pg/uL | picograms per microliter
1159 | DetectionLimitUnits | pH_Units | negative log H+ concentration - units
1160 | DetectionLimitUnits | pL/L | picoLiters per Liter
1161 | DetectionLimitUnits | pL/mL | picoLiters per milliLiter
1162 | DetectionLimitUnits | Sv | Sieverts
1163 | DetectionLimitUnits | Sv/d | Sieverts per day
1164 | DetectionLimitUnits | Sv/h | Sieverts per hour
1165 | DetectionLimitUnits | Sv/min | Sieverts per minute
1166 | DetectionLimitUnits | Sv/s | Sieverts per second
1167 | DetectionLimitUnits | uBq | microbecquerels
1168 | DetectionLimitUnits | uBq/cm2 | microbequerels per square centimeter
1169 | DetectionLimitUnits | uBq/cm3 | microbequerels per cubic centimeter
1170 | DetectionLimitUnits | uBq/g | microbecquerels per gram
1171 | DetectionLimitUnits | uBq/kg | microbecquerels per kilogram
1172 | DetectionLimitUnits | uBq/L | microbecquerels per liter
1173 | DetectionLimitUnits | uBq/m2 | microbequerels per square meter
1174 | DetectionLimitUnits | uBq/m3 | microbequerels per cubic meter
1175 | DetectionLimitUnits | uBq/mg | microbecquerels per milligram
1176 | DetectionLimitUnits | uBq/mL | microbecquerels per milliliter
1177 | DetectionLimitUnits | uBq/uL | microbecquerels per microliter
1178 | DetectionLimitUnits | ug | microgram
1179 | DetectionLimitUnits | ug/cm2 | micrograms per square centimeter
1180 | DetectionLimitUnits | ug/cm3 | micrograms per cubic centimeter
1181 | DetectionLimitUnits | ug/g | micrograms per gram
1182 | DetectionLimitUnits | ug/kg | micrograms per kilogram
1183 | DetectionLimitUnits | ug/L | micrograms per liter
1184 | DetectionLimitUnits | ug/m2 | micrograms per square meter
1185 | DetectionLimitUnits | ug/m3 | micrograms per cubic meter
1186 | DetectionLimitUnits | ug/mg | micrograms per milligram
1187 | DetectionLimitUnits | ug/mL | micrograms per milliliter
1188 | DetectionLimitUnits | ug/uL | micrograms per microliter
1189 | DetectionLimitUnits | uGy | microGrays
1190 | DetectionLimitUnits | uGy/d | microGrays per day
1191 | DetectionLimitUnits | uGy/h | microGrays per hour
1192 | DetectionLimitUnits | uGy/min | microGrays per minute
1193 | DetectionLimitUnits | uGy/s | microGrays per second
1194 | DetectionLimitUnits | uL/L | microLiters per Liter
1195 | DetectionLimitUnits | uL/mL | microliters per milliliter
1196 | DetectionLimitUnits | uSv | microSieverts
1197 | DetectionLimitUnits | uSv/d | microSieverts per day
1198 | DetectionLimitUnits | uSv/h | microSieverts per hour
1199 | DetectionLimitUnits | uSv/min | microSieverts per minute
1200 | DetectionLimitUnits | uSv/s | microSieverts per second
1201 | ExpectedResultUnits | Bq | becquerels
1202 | ExpectedResultUnits | Bq/cm2 | bequerels per square centimeter
1203 | ExpectedResultUnits | Bq/cm3 | bequerels per cubic centimeter
1204 | ExpectedResultUnits | Bq/g | becquerels per gram
1205 | ExpectedResultUnits | Bq/kg | becquerels per kilogram
1206 | ExpectedResultUnits | Bq/L | becquerels per liter
1207 | ExpectedResultUnits | Bq/m2 | bequerels per square meter
1208 | ExpectedResultUnits | Bq/m3 | bequerels per cubic meter
1209 | ExpectedResultUnits | Bq/mg | becquerels per milligram
1210 | ExpectedResultUnits | Bq/mL | becquerels per milliliter
1211 | ExpectedResultUnits | Bq/uL | becquerels per microliter
1212 | ExpectedResultUnits | Degrees C
1213 | ExpectedResultUnits | Degrees F
1214 | ExpectedResultUnits | g | gram
1215 | ExpectedResultUnits | g/g | grams per gram
1216 | ExpectedResultUnits | g/kg | grams per kilogram
1217 | ExpectedResultUnits | g/L | grams per liter
1218 | ExpectedResultUnits | g/mg | grams per milligram
1219 | ExpectedResultUnits | g/mL | grams per milliliter
1220 | ExpectedResultUnits | g/uL | grams per microliter
1221 | ExpectedResultUnits | Gy | Grays
1222 | ExpectedResultUnits | Gy/d | Grays per day
1223 | ExpectedResultUnits | Gy/h | Grays per hour
1224 | ExpectedResultUnits | Gy/min | Grays per minute
1225 | ExpectedResultUnits | Gy/s | Grays per second
1226 | ExpectedResultUnits | mBq | millibecquerels
1227 | ExpectedResultUnits | mBq/cm2 | millibequerels per square centimeter
1228 | ExpectedResultUnits | mBq/cm3 | millibequerels per cubic centimeter
1229 | ExpectedResultUnits | mBq/g | millibecquerels per gram
1230 | ExpectedResultUnits | mBq/kg | millibecquerels per kilogram
1231 | ExpectedResultUnits | mBq/L | millibecquerels per liter
1232 | ExpectedResultUnits | mBq/m2 | millibequerels per square meter
1233 | ExpectedResultUnits | mBq/m3 | millibequerels per cubic meter
1234 | ExpectedResultUnits | mBq/mg | millibecquerels per milligram
1235 | ExpectedResultUnits | mBq/mL | millibecquerels per milliliter
1236 | ExpectedResultUnits | mBq/uL | millibecquerels per microliter
1237 | ExpectedResultUnits | mg | milligram
1238 | ExpectedResultUnits | mg/cm2 | milligrams per square centimeter
1239 | ExpectedResultUnits | mg/cm3 | milligrams per cubic centimeter
1240 | ExpectedResultUnits | mg/g | milligrams per gram
1241 | ExpectedResultUnits | mg/kg | milligrams per kilogram
1242 | ExpectedResultUnits | mg/L | milligrams per liter
1243 | ExpectedResultUnits | mg/m2 | milligrams per square meter
1244 | ExpectedResultUnits | mg/m3 | milligrams per cubic meter
1245 | ExpectedResultUnits | mg/mg | milligrams per milligram
1246 | ExpectedResultUnits | mg/mL | milligrams per milliliter
1247 | ExpectedResultUnits | mg/uL | milligrams per microliter
1248 | ExpectedResultUnits | mGy | milliGrays
1249 | ExpectedResultUnits | mGy/d | milliGrays per day
1250 | ExpectedResultUnits | mGy/h | milliGrays per hour
1251 | ExpectedResultUnits | mGy/min | milliGrays per minute
1252 | ExpectedResultUnits | mGy/s | milliGrays per second
1253 | ExpectedResultUnits | MJ/kg | megajoules per kg
1254 | ExpectedResultUnits | mL/L | milliLiters per Liter
1255 | ExpectedResultUnits | mSv | milliSieverts
1256 | ExpectedResultUnits | mSv/d | milliSieverts per day
1257 | ExpectedResultUnits | mSv/h | milliSieverts per hour
1258 | ExpectedResultUnits | mSv/min | milliSieverts per minute
1259 | ExpectedResultUnits | mSv/s | milliSieverts per second
1260 | ExpectedResultUnits | nBq | nanobecquerels
1261 | ExpectedResultUnits | nBq/cm2 | nanobequerels per square centimeter
1262 | ExpectedResultUnits | nBq/cm3 | nanobequerels per cubic centimeter
1263 | ExpectedResultUnits | nBq/g | nanobecquerels per gram
1264 | ExpectedResultUnits | nBq/kg | nanobecquerels per kilogram
1265 | ExpectedResultUnits | nBq/L | nanobecquerels per liter
1266 | ExpectedResultUnits | nBq/m2 | nanobequerels per square meter
1267 | ExpectedResultUnits | nBq/m3 | nanobequerels per cubic meter
1268 | ExpectedResultUnits | nBq/mg | nanobecquerels per milligram
1269 | ExpectedResultUnits | nBq/mL | nanobecquerels per milliliter
1270 | ExpectedResultUnits | nBq/uL | nanobecquerels per microliter
1271 | ExpectedResultUnits | ng | nanogram
1272 | ExpectedResultUnits | ng/cm2 | nanograms per square centimeter
1273 | ExpectedResultUnits | ng/cm3 | nanograms per cubic centimeter
1274 | ExpectedResultUnits | ng/g | nanograms per gram
1275 | ExpectedResultUnits | ng/kg | nanograms per kilogram
1276 | ExpectedResultUnits | ng/L | nanograms per liter
1277 | ExpectedResultUnits | ng/m2 | nanograms per square meter
1278 | ExpectedResultUnits | ng/m3 | nanograms per cubic meter
1279 | ExpectedResultUnits | ng/mg | nanograms per milligram
1280 | ExpectedResultUnits | ng/mL | nanograms per milliliter
1281 | ExpectedResultUnits | ng/uL | nanograms per microliter
1282 | ExpectedResultUnits | nL/L | nanoLiters per Liter
1283 | ExpectedResultUnits | nL/mL | nanoLiters per milliLiter
1284 | ExpectedResultUnits | pBq | picobecquerels
1285 | ExpectedResultUnits | pBq/cm2 | picobequerels per square centimeter
1286 | ExpectedResultUnits | pBq/cm3 | picobequerels per cubic centimeter
1287 | ExpectedResultUnits | pBq/g | picobecquerels per gram
1288 | ExpectedResultUnits | pBq/kg | picobecquerels per kilogram
1289 | ExpectedResultUnits | pBq/L | picobecquerels per liter
1290 | ExpectedResultUnits | pBq/m2 | picobequerels per square meter
1291 | ExpectedResultUnits | pBq/m3 | picobequerels per cubic meter
1292 | ExpectedResultUnits | pBq/mg | picobecquerels per milligram
1293 | ExpectedResultUnits | pBq/mL | picobecquerels per milliliter
1294 | ExpectedResultUnits | pBq/uL | picobecquerels per microliter
1295 | ExpectedResultUnits | Percent | Percent (%)
1296 | ExpectedResultUnits | pg | picogram
1297 | ExpectedResultUnits | pg/cm2 | picograms per square centimeter
1298 | ExpectedResultUnits | pg/cm3 | picograms per cubic centimeter
1299 | ExpectedResultUnits | pg/g | picograms per gram
1300 | ExpectedResultUnits | pg/kg | picograms per kilogram
1301 | ExpectedResultUnits | pg/L | picograms per liter
1302 | ExpectedResultUnits | pg/m2 | picograms per square meter
1303 | ExpectedResultUnits | pg/m3 | picograms per cubic meter
1304 | ExpectedResultUnits | pg/mg | picograms per milligram
1305 | ExpectedResultUnits | pg/mL | picograms per milliliter
1306 | ExpectedResultUnits | pg/uL | picograms per microliter
1307 | ExpectedResultUnits | pH_Units | negative log H+ concentration - units
1308 | ExpectedResultUnits | pL/L | picoLiters per Liter
1309 | ExpectedResultUnits | pL/mL | picoLiters per milliLiter
1310 | ExpectedResultUnits | Sv | Sieverts
1311 | ExpectedResultUnits | Sv/d | Sieverts per day
1312 | ExpectedResultUnits | Sv/h | Sieverts per hour
1313 | ExpectedResultUnits | Sv/min | Sieverts per minute
1314 | ExpectedResultUnits | Sv/s | Sieverts per second
1315 | ExpectedResultUnits | uBq | microbecquerels
1316 | ExpectedResultUnits | uBq/cm2 | microbequerels per square centimeter
1317 | ExpectedResultUnits | uBq/cm3 | microbequerels per cubic centimeter
1318 | ExpectedResultUnits | uBq/g | microbecquerels per gram
1319 | ExpectedResultUnits | uBq/kg | microbecquerels per kilogram
1320 | ExpectedResultUnits | uBq/L | microbecquerels per liter
1321 | ExpectedResultUnits | uBq/m2 | microbequerels per square meter
1322 | ExpectedResultUnits | uBq/m3 | microbequerels per cubic meter
1323 | ExpectedResultUnits | uBq/mg | microbecquerels per milligram
1324 | ExpectedResultUnits | uBq/mL | microbecquerels per milliliter
1325 | ExpectedResultUnits | uBq/uL | microbecquerels per microliter
1326 | ExpectedResultUnits | ug | microgram
1327 | ExpectedResultUnits | ug/cm2 | micrograms per square centimeter
1328 | ExpectedResultUnits | ug/cm3 | micrograms per cubic centimeter
1329 | ExpectedResultUnits | ug/g | micrograms per gram
1330 | ExpectedResultUnits | ug/kg | micrograms per kilogram
1331 | ExpectedResultUnits | ug/L | micrograms per liter
1332 | ExpectedResultUnits | ug/m2 | micrograms per square meter
1333 | ExpectedResultUnits | ug/m3 | micrograms per cubic meter
1334 | ExpectedResultUnits | ug/mg | micrograms per milligram
1335 | ExpectedResultUnits | ug/mL | micrograms per milliliter
1336 | ExpectedResultUnits | ug/uL | micrograms per microliter
1337 | ExpectedResultUnits | uGy | microGrays
1338 | ExpectedResultUnits | uGy/d | microGrays per day
1339 | ExpectedResultUnits | uGy/h | microGrays per hour
1340 | ExpectedResultUnits | uGy/min | microGrays per minute
1341 | ExpectedResultUnits | uGy/s | microGrays per second
1342 | ExpectedResultUnits | uL/L | microLiters per Liter
1343 | ExpectedResultUnits | uL/mL | microliters per milliliter
1344 | ExpectedResultUnits | uSv | microSieverts
1345 | ExpectedResultUnits | uSv/d | microSieverts per day
1346 | ExpectedResultUnits | uSv/h | microSieverts per hour
1347 | ExpectedResultUnits | uSv/min | microSieverts per minute
1348 | ExpectedResultUnits | uSv/s | microSieverts per second
1350 | MatrixID | Air |  | Air
1351 | MatrixID | Ambient_Air |  | Air
1352 | MatrixID | Biological_Tissue |  | Tissue
1353 | MatrixID | Canal |  | Aqueous
1354 | MatrixID | Construction_Material |  | Solid
1355 | MatrixID | Consumer_Product |  | Solid
1356 | MatrixID | Ditch |  | Aqueous
1357 | MatrixID | Drinking_Water |  | Aqueous
1358 | MatrixID | Dust |  | Solid
1359 | MatrixID | Fallout |  | Solid
1360 | MatrixID | Filter |  | Solid
1361 | MatrixID | Finished_Water |  | Aqueous
1362 | MatrixID | Gasoline |  | Non_Aqueous_Liquid
1363 | MatrixID | Ground_Water |  | Aqueous
1364 | MatrixID | Indoor_Air |  | Air
1365 | MatrixID | Industrial_Waste |  | Aqueous
1366 | MatrixID | Lake |  | Aqueous
1367 | MatrixID | Leachate |  | Aqueous
1368 | MatrixID | Municipal_Waste |  | Aqueous
1369 | MatrixID | Oily_Sludge |  | Non_Aqueous_Liquid
1370 | MatrixID | Other_Air |  | Air
1371 | MatrixID | Other_Aqueous |  | Aqueous
1372 | MatrixID | Other_Non_Aqueous |  | Non_Aqueous_Liquid
1373 | MatrixID | Other_Solid |  | Solid
1374 | MatrixID | Pond |  | Aqueous
1375 | MatrixID | Process_Waste |  | Solid
1376 | MatrixID | Pure_Product |  | Non_Aqueous_Liquid
1377 | MatrixID | Reservoir |  | Aqueous
1378 | MatrixID | Saline_Water |  | Aqueous
1379 | MatrixID | Sediment |  | Solid
1380 | MatrixID | Soil |  | Solid
1381 | MatrixID | Stack_Gases |  | Air
1382 | MatrixID | Storm_Water |  | Aqueous
1383 | MatrixID | Subsurface_Soil |  | Solid
1384 | MatrixID | Surface_Soil |  | Solid
1385 | MatrixID | Surface_Water |  | Aqueous
1386 | MatrixID | Water |  | Aqueous
1387 | MatrixID | Wipe |  | Solid
1388 | MatrixMedium | Air
1389 | MatrixMedium | Aqueous
1390 | MatrixMedium | Non_Aqueous_Liquid
1391 | MatrixMedium | Solid
1392 | MatrixMedium | Tissue
1393 | QCCategory | Blank
1394 | QCCategory | Blank_Spike
1395 | QCCategory | Blank_Spike_Duplicate
1396 | QCCategory | Duplicate
1397 | QCCategory | Non-Client_Sample
1398 | QCCategory | Serial_Dilution
1399 | QCCategory | Spike
1400 | QCCategory | Spike_Duplicate
1402 | QCLinkage | AnalysisBatch
1403 | QCLinkage | CleanupBatch
1404 | QCLinkage | EquipmentBatch
1405 | QCLinkage | HandlingBatch
1406 | QCLinkage | LabReportingBatch
1407 | QCLinkage | MethodBatch
1408 | QCLinkage | PreparationBatch
1409 | QCLinkage | RunBatch
1410 | QCLinkage | SamplingBatch
1411 | QCLinkage | ShippingBatch
1412 | QCLinkage | StorageBatch
1414 | QCType | Baseline
1415 | QCType | Cleanup_Blank
1416 | QCType | Continuing_Calibration
1417 | QCType | Continuing_Calibration_Blank
1418 | QCType | Continuing_Calibration_Verification
1419 | QCType | Detection_Limit_Check_Standard
1420 | QCType | Duplicate
1421 | QCType | Field_Blank
1422 | QCType | Field_Sample
1423 | QCType | Florisil_Cartridge_Check
1424 | QCType | GPC_Calibration_Check
1425 | QCType | Initial_Calibration
1426 | QCType | Initial_Calibration_Blank
1427 | QCType | Initial_Calibration_Verification
1428 | QCType | Instrument_Blank
1429 | QCType | Instrument_Performance_Check_PEM
1430 | QCType | Instrument_Performance_Check_Resolution
1431 | QCType | Instrument_Performance_Check_Tune
1432 | QCType | Interanalyte_Correction_Factor
1433 | QCType | Interference_Check_Standard_A
1434 | QCType | Interference_Check_Standard_A/B
1435 | QCType | Laboratory_Control_Sample
1436 | QCType | Laboratory_Control_Sample_Duplicate
1437 | QCType | Laboratory_Fortified_Blank
1438 | QCType | Laboratory_Fortified_Blank_Duplicate
1439 | QCType | Linear_Range_Verification
1440 | QCType | Matrix_Spike
1441 | QCType | Matrix_Spike_Duplicate
1442 | QCType | Method_Blank
1443 | QCType | Method_Instrument_Blank
1444 | QCType | Non-Client_Sample
1445 | QCType | Post_Digestion_Spike
1446 | QCType | PT_Sample
1447 | QCType | Quantitation_Limit_Check_Standard
1448 | QCType | Reslope
1449 | QCType | Serial_Dilution
1450 | QCType | Standard_Reference_Material
1451 | QCType | Storage_Blank
1452 | QCType | Triplicate
1453 | QuantitationLimitUnits | 100mL | per 100 mL
1454 | QuantitationLimitUnits | Bq | becquerels
1455 | QuantitationLimitUnits | Bq/cm2 | bequerels per square centimeter
1456 | QuantitationLimitUnits | Bq/cm3 | bequerels per cubic centimeter
1457 | QuantitationLimitUnits | Bq/g | becquerels per gram
1458 | QuantitationLimitUnits | Bq/kg | becquerels per kilogram
1459 | QuantitationLimitUnits | Bq/L | becquerels per liter
1460 | QuantitationLimitUnits | Bq/m2 | bequerels per square meter
1461 | QuantitationLimitUnits | Bq/m3 | bequerels per cubic meter
1462 | QuantitationLimitUnits | Bq/mg | becquerels per milligram
1463 | QuantitationLimitUnits | Bq/mL | becquerels per milliliter
1464 | QuantitationLimitUnits | Bq/uL | becquerels per microliter
1465 | QuantitationLimitUnits | col/100mL | Colonies per 100 mL
1466 | QuantitationLimitUnits | Degrees C
1467 | QuantitationLimitUnits | Degrees F
1468 | QuantitationLimitUnits | g | gram
1469 | QuantitationLimitUnits | g/g | grams per gram
1470 | QuantitationLimitUnits | g/kg | grams per kilogram
1471 | QuantitationLimitUnits | g/L | grams per liter
1472 | QuantitationLimitUnits | g/mg | grams per milligram
1473 | QuantitationLimitUnits | g/mL | grams per milliliter
1474 | QuantitationLimitUnits | g/uL | grams per microliter
1475 | QuantitationLimitUnits | Gy | Grays
1476 | QuantitationLimitUnits | Gy/d | Grays per day
1477 | QuantitationLimitUnits | Gy/h | Grays per hour
1478 | QuantitationLimitUnits | Gy/min | Grays per minute
1479 | QuantitationLimitUnits | Gy/s | Grays per second
1480 | QuantitationLimitUnits | mBq | millibecquerels
1481 | QuantitationLimitUnits | mBq/cm2 | millibequerels per square centimeter
1482 | QuantitationLimitUnits | mBq/cm3 | millibequerels per cubic centimeter
1483 | QuantitationLimitUnits | mBq/g | millibecquerels per gram
1484 | QuantitationLimitUnits | mBq/kg | millibecquerels per kilogram
1485 | QuantitationLimitUnits | mBq/L | millibecquerels per liter
1486 | QuantitationLimitUnits | mBq/m2 | millibequerels per square meter
1487 | QuantitationLimitUnits | mBq/m3 | millibequerels per cubic meter
1488 | QuantitationLimitUnits | mBq/mg | millibecquerels per milligram
1489 | QuantitationLimitUnits | mBq/mL | millibecquerels per milliliter
1490 | QuantitationLimitUnits | mBq/uL | millibecquerels per microliter
1491 | QuantitationLimitUnits | mg | milligram
1492 | QuantitationLimitUnits | mg/cm2 | milligrams per square centimeter
1493 | QuantitationLimitUnits | mg/cm3 | milligrams per cubic centimeter
1494 | QuantitationLimitUnits | mg/g | milligrams per gram
1495 | QuantitationLimitUnits | mg/kg | milligrams per kilogram
1496 | QuantitationLimitUnits | mg/L | milligrams per liter
1497 | QuantitationLimitUnits | mg/m2 | milligrams per square meter
1498 | QuantitationLimitUnits | mg/m3 | milligrams per cubic meter
1499 | QuantitationLimitUnits | mg/mg | milligrams per milligram
1500 | QuantitationLimitUnits | mg/mL | milligrams per milliliter
1501 | QuantitationLimitUnits | mg/uL | milligrams per microliter
1502 | QuantitationLimitUnits | mGy | milliGrays
1503 | QuantitationLimitUnits | mGy/d | milliGrays per day
1504 | QuantitationLimitUnits | mGy/h | milliGrays per hour
1505 | QuantitationLimitUnits | mGy/min | milliGrays per minute
1506 | QuantitationLimitUnits | mGy/s | milliGrays per second
1507 | QuantitationLimitUnits | MJ/kg | megajoules per kg
1508 | QuantitationLimitUnits | mL/L | milliLiters per Liter
1509 | QuantitationLimitUnits | mSv | milliSieverts
1510 | QuantitationLimitUnits | mSv/d | milliSieverts per day
1511 | QuantitationLimitUnits | mSv/h | milliSieverts per hour
1512 | QuantitationLimitUnits | mSv/min | milliSieverts per minute
1513 | QuantitationLimitUnits | mSv/s | milliSieverts per second
1514 | QuantitationLimitUnits | NA | Only allowed for analytes without standard detection limits (e.g pH, flashpoint, total solids)
1515 | QuantitationLimitUnits | nBq | nanobecquerels
1516 | QuantitationLimitUnits | nBq/cm2 | nanobequerels per square centimeter
1517 | QuantitationLimitUnits | nBq/cm3 | nanobequerels per cubic centimeter
1518 | QuantitationLimitUnits | nBq/g | nanobecquerels per gram
1519 | QuantitationLimitUnits | nBq/kg | nanobecquerels per kilogram
1520 | QuantitationLimitUnits | nBq/L | nanobecquerels per liter
1521 | QuantitationLimitUnits | nBq/m2 | nanobequerels per square meter
1522 | QuantitationLimitUnits | nBq/m3 | nanobequerels per cubic meter
1523 | QuantitationLimitUnits | nBq/mg | nanobecquerels per milligram
1524 | QuantitationLimitUnits | nBq/mL | nanobecquerels per milliliter
1525 | QuantitationLimitUnits | nBq/uL | nanobecquerels per microliter
1526 | QuantitationLimitUnits | ng | nanogram
1527 | QuantitationLimitUnits | ng/cm2 | nanograms per square centimeter
1528 | QuantitationLimitUnits | ng/cm3 | nanograms per cubic centimeter
1529 | QuantitationLimitUnits | ng/g | nanograms per gram
1530 | QuantitationLimitUnits | ng/kg | nanograms per kilogram
1531 | QuantitationLimitUnits | ng/L | nanograms per liter
1532 | QuantitationLimitUnits | ng/m2 | nanograms per square meter
1533 | QuantitationLimitUnits | ng/m3 | nanograms per cubic meter
1534 | QuantitationLimitUnits | ng/mg | nanograms per milligram
1535 | QuantitationLimitUnits | ng/mL | nanograms per milliliter
1536 | QuantitationLimitUnits | ng/uL | nanograms per microliter
1537 | QuantitationLimitUnits | nL/L | nanoLiters per Liter
1538 | QuantitationLimitUnits | nL/mL | nanoLiters per milliLiter
1539 | QuantitationLimitUnits | pBq | picobecquerels
1540 | QuantitationLimitUnits | pBq/cm2 | picobequerels per square centimeter
1541 | QuantitationLimitUnits | pBq/cm3 | picobequerels per cubic centimeter
1542 | QuantitationLimitUnits | pBq/g | picobecquerels per gram
1543 | QuantitationLimitUnits | pBq/kg | picobecquerels per kilogram
1544 | QuantitationLimitUnits | pBq/L | picobecquerels per liter
1545 | QuantitationLimitUnits | pBq/m2 | picobequerels per square meter
1546 | QuantitationLimitUnits | pBq/m3 | picobequerels per cubic meter
1547 | QuantitationLimitUnits | pBq/mg | picobecquerels per milligram
1548 | QuantitationLimitUnits | pBq/mL | picobecquerels per milliliter
1549 | QuantitationLimitUnits | pBq/uL | picobecquerels per microliter
1550 | QuantitationLimitUnits | Percent | Percent (%)
1551 | QuantitationLimitUnits | pg | picogram
1552 | QuantitationLimitUnits | pg/cm2 | picograms per square centimeter
1553 | QuantitationLimitUnits | pg/cm3 | picograms per cubic centimeter
1554 | QuantitationLimitUnits | pg/g | picograms per gram
1555 | QuantitationLimitUnits | pg/kg | picograms per kilogram
1556 | QuantitationLimitUnits | pg/L | picograms per liter
1557 | QuantitationLimitUnits | pg/m2 | picograms per square meter
1558 | QuantitationLimitUnits | pg/m3 | picograms per cubic meter
1559 | QuantitationLimitUnits | pg/mg | picograms per milligram
1560 | QuantitationLimitUnits | pg/mL | picograms per milliliter
1561 | QuantitationLimitUnits | pg/uL | picograms per microliter
1562 | QuantitationLimitUnits | pH_Units | negative log H+ concentration - units
1563 | QuantitationLimitUnits | pL/L | picoLiters per Liter
1564 | QuantitationLimitUnits | pL/mL | picoLiters per milliLiter
1565 | QuantitationLimitUnits | Sv | Sieverts
1566 | QuantitationLimitUnits | Sv/d | Sieverts per day
1567 | QuantitationLimitUnits | Sv/h | Sieverts per hour
1568 | QuantitationLimitUnits | Sv/min | Sieverts per minute
1569 | QuantitationLimitUnits | Sv/s | Sieverts per second
1570 | QuantitationLimitUnits | uBq | microbecquerels
1571 | QuantitationLimitUnits | uBq/cm2 | microbequerels per square centimeter
1572 | QuantitationLimitUnits | uBq/cm3 | microbequerels per cubic centimeter
1573 | QuantitationLimitUnits | uBq/g | microbecquerels per gram
1574 | QuantitationLimitUnits | uBq/kg | microbecquerels per kilogram
1575 | QuantitationLimitUnits | uBq/L | microbecquerels per liter
1576 | QuantitationLimitUnits | uBq/m2 | microbequerels per square meter
1577 | QuantitationLimitUnits | uBq/m3 | microbequerels per cubic meter
1578 | QuantitationLimitUnits | uBq/mg | microbecquerels per milligram
1579 | QuantitationLimitUnits | uBq/mL | microbecquerels per milliliter
1580 | QuantitationLimitUnits | uBq/uL | microbecquerels per microliter
1581 | QuantitationLimitUnits | ug | microgram
1582 | QuantitationLimitUnits | ug/cm2 | micrograms per square centimeter
1583 | QuantitationLimitUnits | ug/cm3 | micrograms per cubic centimeter
1584 | QuantitationLimitUnits | ug/g | micrograms per gram
1585 | QuantitationLimitUnits | ug/kg | micrograms per kilogram
1586 | QuantitationLimitUnits | ug/L | micrograms per liter
1587 | QuantitationLimitUnits | ug/m2 | micrograms per square meter
1588 | QuantitationLimitUnits | ug/m3 | micrograms per cubic meter
1589 | QuantitationLimitUnits | ug/mg | micrograms per milligram
1590 | QuantitationLimitUnits | ug/mL | micrograms per milliliter
1591 | QuantitationLimitUnits | ug/uL | micrograms per microliter
1592 | QuantitationLimitUnits | uGy | microGrays
1593 | QuantitationLimitUnits | uGy/d | microGrays per day
1594 | QuantitationLimitUnits | uGy/h | microGrays per hour
1595 | QuantitationLimitUnits | uGy/min | microGrays per minute
1596 | QuantitationLimitUnits | uGy/s | microGrays per second
1597 | QuantitationLimitUnits | uL/L | microLiters per Liter
1598 | QuantitationLimitUnits | uL/mL | microliters per milliliter
1599 | QuantitationLimitUnits | uSv | microSieverts
1600 | QuantitationLimitUnits | uSv/d | microSieverts per day
1601 | QuantitationLimitUnits | uSv/h | microSieverts per hour
1602 | QuantitationLimitUnits | uSv/min | microSieverts per minute
1603 | QuantitationLimitUnits | uSv/s | microSieverts per second
1604 | ReportingLimitType | MRL | Method Reporting Limit
1605 | ReportingLimitType | NA |  | Only allowed for analytes without standard reporting limits (e.g. pH, flashpoint, total solids, etc.)
1606 | ReportingLimitType | PQL | Practical Quantitation Limit
1607 | ReportingLimitType | QSM_LOD | Limit of Detection
1608 | ReportingLimitUnits | 100mL | per 100 mL
1609 | ReportingLimitUnits | Bq | becquerels
1610 | ReportingLimitUnits | Bq/cm2 | bequerels per square centimeter
1611 | ReportingLimitUnits | Bq/cm3 | bequerels per cubic centimeter
1612 | ReportingLimitUnits | Bq/g | becquerels per gram
1613 | ReportingLimitUnits | Bq/kg | becquerels per kilogram
1614 | ReportingLimitUnits | Bq/L | becquerels per liter
1615 | ReportingLimitUnits | Bq/m2 | bequerels per square meter
1616 | ReportingLimitUnits | Bq/m3 | bequerels per cubic meter
1617 | ReportingLimitUnits | Bq/mg | becquerels per milligram
1618 | ReportingLimitUnits | Bq/mL | becquerels per milliliter
1619 | ReportingLimitUnits | Bq/uL | becquerels per microliter
1620 | ReportingLimitUnits | col/100mL | Colonies per 100 mL
1621 | ReportingLimitUnits | Degrees C
1622 | ReportingLimitUnits | Degrees F
1623 | ReportingLimitUnits | g | gram
1624 | ReportingLimitUnits | g/g | grams per gram
1625 | ReportingLimitUnits | g/kg | grams per kilogram
1626 | ReportingLimitUnits | g/L | grams per liter
1627 | ReportingLimitUnits | g/mg | grams per milligram
1628 | ReportingLimitUnits | g/mL | grams per milliliter
1629 | ReportingLimitUnits | g/uL | grams per microliter
1630 | ReportingLimitUnits | Gy | Grays
1631 | ReportingLimitUnits | Gy/d | Grays per day
1632 | ReportingLimitUnits | Gy/h | Grays per hour
1633 | ReportingLimitUnits | Gy/min | Grays per minute
1634 | ReportingLimitUnits | Gy/s | Grays per second
1635 | ReportingLimitUnits | mBq | millibecquerels
1636 | ReportingLimitUnits | mBq/cm2 | millibequerels per square centimeter
1637 | ReportingLimitUnits | mBq/cm3 | millibequerels per cubic centimeter
1638 | ReportingLimitUnits | mBq/g | millibecquerels per gram
1639 | ReportingLimitUnits | mBq/kg | millibecquerels per kilogram
1640 | ReportingLimitUnits | mBq/L | millibecquerels per liter
1641 | ReportingLimitUnits | mBq/m2 | millibequerels per square meter
1642 | ReportingLimitUnits | mBq/m3 | millibequerels per cubic meter
1643 | ReportingLimitUnits | mBq/mg | millibecquerels per milligram
1644 | ReportingLimitUnits | mBq/mL | millibecquerels per milliliter
1645 | ReportingLimitUnits | mBq/uL | millibecquerels per microliter
1646 | ReportingLimitUnits | mg | milligram
1647 | ReportingLimitUnits | mg/cm2 | milligrams per square centimeter
1648 | ReportingLimitUnits | mg/cm3 | milligrams per cubic centimeter
1649 | ReportingLimitUnits | mg/g | milligrams per gram
1650 | ReportingLimitUnits | mg/kg | milligrams per kilogram
1651 | ReportingLimitUnits | mg/L | milligrams per liter
1652 | ReportingLimitUnits | mg/m2 | milligrams per square meter
1653 | ReportingLimitUnits | mg/m3 | milligrams per cubic meter
1654 | ReportingLimitUnits | mg/mg | milligrams per milligram
1655 | ReportingLimitUnits | mg/mL | milligrams per milliliter
1656 | ReportingLimitUnits | mg/uL | milligrams per microliter
1657 | ReportingLimitUnits | mGy | milliGrays
1658 | ReportingLimitUnits | mGy/d | milliGrays per day
1659 | ReportingLimitUnits | mGy/h | milliGrays per hour
1660 | ReportingLimitUnits | mGy/min | milliGrays per minute
1661 | ReportingLimitUnits | mGy/s | milliGrays per second
1662 | ReportingLimitUnits | MJ/kg | megajoules per kg
1663 | ReportingLimitUnits | mL/L | milliLiters per Liter
1664 | ReportingLimitUnits | mSv | milliSieverts
1665 | ReportingLimitUnits | mSv/d | milliSieverts per day
1666 | ReportingLimitUnits | mSv/h | milliSieverts per hour
1667 | ReportingLimitUnits | mSv/min | milliSieverts per minute
1668 | ReportingLimitUnits | mSv/s | milliSieverts per second
1669 | ReportingLimitUnits | NA | Only allowed for analytes without standard detection limits (e.g pH, flashpoint, total solids)
1670 | ReportingLimitUnits | nBq | nanobecquerels
1671 | ReportingLimitUnits | nBq/cm2 | nanobequerels per square centimeter
1672 | ReportingLimitUnits | nBq/cm3 | nanobequerels per cubic centimeter
1673 | ReportingLimitUnits | nBq/g | nanobecquerels per gram
1674 | ReportingLimitUnits | nBq/kg | nanobecquerels per kilogram
1675 | ReportingLimitUnits | nBq/L | nanobecquerels per liter
1676 | ReportingLimitUnits | nBq/m2 | nanobequerels per square meter
1677 | ReportingLimitUnits | nBq/m3 | nanobequerels per cubic meter
1678 | ReportingLimitUnits | nBq/mg | nanobecquerels per milligram
1679 | ReportingLimitUnits | nBq/mL | nanobecquerels per milliliter
1680 | ReportingLimitUnits | nBq/uL | nanobecquerels per microliter
1681 | ReportingLimitUnits | ng | nanogram
1682 | ReportingLimitUnits | ng/cm2 | nanograms per square centimeter
1683 | ReportingLimitUnits | ng/cm3 | nanograms per cubic centimeter
1684 | ReportingLimitUnits | ng/g | nanograms per gram
1685 | ReportingLimitUnits | ng/kg | nanograms per kilogram
1686 | ReportingLimitUnits | ng/L | nanograms per liter
1687 | ReportingLimitUnits | ng/m2 | nanograms per square meter
1688 | ReportingLimitUnits | ng/m3 | nanograms per cubic meter
1689 | ReportingLimitUnits | ng/mg | nanograms per milligram
1690 | ReportingLimitUnits | ng/mL | nanograms per milliliter
1691 | ReportingLimitUnits | ng/uL | nanograms per microliter
1692 | ReportingLimitUnits | nL/L | nanoLiters per Liter
1693 | ReportingLimitUnits | nL/mL | nanoLiters per milliLiter
1694 | ReportingLimitUnits | pBq | picobecquerels
1695 | ReportingLimitUnits | pBq/cm2 | picobequerels per square centimeter
1696 | ReportingLimitUnits | pBq/cm3 | picobequerels per cubic centimeter
1697 | ReportingLimitUnits | pBq/g | picobecquerels per gram
1698 | ReportingLimitUnits | pBq/kg | picobecquerels per kilogram
1699 | ReportingLimitUnits | pBq/L | picobecquerels per liter
1700 | ReportingLimitUnits | pBq/m2 | picobequerels per square meter
1701 | ReportingLimitUnits | pBq/m3 | picobequerels per cubic meter
1702 | ReportingLimitUnits | pBq/mg | picobecquerels per milligram
1703 | ReportingLimitUnits | pBq/mL | picobecquerels per milliliter
1704 | ReportingLimitUnits | pBq/uL | picobecquerels per microliter
1705 | ReportingLimitUnits | Percent | Percent (%)
1706 | ReportingLimitUnits | pg | picogram
1707 | ReportingLimitUnits | pg/cm2 | picograms per square centimeter
1708 | ReportingLimitUnits | pg/cm3 | picograms per cubic centimeter
1709 | ReportingLimitUnits | pg/g | picograms per gram
1710 | ReportingLimitUnits | pg/kg | picograms per kilogram
1711 | ReportingLimitUnits | pg/L | picograms per liter
1712 | ReportingLimitUnits | pg/m2 | picograms per square meter
1713 | ReportingLimitUnits | pg/m3 | picograms per cubic meter
1714 | ReportingLimitUnits | pg/mg | picograms per milligram
1715 | ReportingLimitUnits | pg/mL | picograms per milliliter
1716 | ReportingLimitUnits | pg/uL | picograms per microliter
1717 | ReportingLimitUnits | pH_Units | negative log H+ concentration - units
1718 | ReportingLimitUnits | pL/L | picoLiters per Liter
1719 | ReportingLimitUnits | pL/mL | picoLiters per milliLiter
1720 | ReportingLimitUnits | Sv | Sieverts
1721 | ReportingLimitUnits | Sv/d | Sieverts per day
1722 | ReportingLimitUnits | Sv/h | Sieverts per hour
1723 | ReportingLimitUnits | Sv/min | Sieverts per minute
1724 | ReportingLimitUnits | Sv/s | Sieverts per second
1725 | ReportingLimitUnits | uBq | microbecquerels
1726 | ReportingLimitUnits | uBq/cm2 | microbequerels per square centimeter
1727 | ReportingLimitUnits | uBq/cm3 | microbequerels per cubic centimeter
1728 | ReportingLimitUnits | uBq/g | microbecquerels per gram
1729 | ReportingLimitUnits | uBq/kg | microbecquerels per kilogram
1730 | ReportingLimitUnits | uBq/L | microbecquerels per liter
1731 | ReportingLimitUnits | uBq/m2 | microbequerels per square meter
1732 | ReportingLimitUnits | uBq/m3 | microbequerels per cubic meter
1733 | ReportingLimitUnits | uBq/mg | microbecquerels per milligram
1734 | ReportingLimitUnits | uBq/mL | microbecquerels per milliliter
1735 | ReportingLimitUnits | uBq/uL | microbecquerels per microliter
1736 | ReportingLimitUnits | ug | microgram
1737 | ReportingLimitUnits | ug/cm2 | micrograms per square centimeter
1738 | ReportingLimitUnits | ug/cm3 | micrograms per cubic centimeter
1739 | ReportingLimitUnits | ug/g | micrograms per gram
1740 | ReportingLimitUnits | ug/kg | micrograms per kilogram
1741 | ReportingLimitUnits | ug/L | micrograms per liter
1742 | ReportingLimitUnits | ug/m2 | micrograms per square meter
1743 | ReportingLimitUnits | ug/m3 | micrograms per cubic meter
1744 | ReportingLimitUnits | ug/mg | micrograms per milligram
1745 | ReportingLimitUnits | ug/mL | micrograms per milliliter
1746 | ReportingLimitUnits | ug/uL | micrograms per microliter
1747 | ReportingLimitUnits | uGy | microGrays
1748 | ReportingLimitUnits | uGy/d | microGrays per day
1749 | ReportingLimitUnits | uGy/h | microGrays per hour
1750 | ReportingLimitUnits | uGy/min | microGrays per minute
1751 | ReportingLimitUnits | uGy/s | microGrays per second
1752 | ReportingLimitUnits | uL/L | microLiters per Liter
1753 | ReportingLimitUnits | uL/mL | microliters per milliliter
1754 | ReportingLimitUnits | uSv | microSieverts
1755 | ReportingLimitUnits | uSv/d | microSieverts per day
1756 | ReportingLimitUnits | uSv/h | microSieverts per hour
1757 | ReportingLimitUnits | uSv/min | microSieverts per minute
1758 | ReportingLimitUnits | uSv/s | microSieverts per second
1759 | ResultBasis | Dissolved |  | The aqueous result is being reported on a 'Dissolved' basis, and was analyzed after it was filtered.
1760 | ResultBasis | Dry |  | The solid result is being reported on a 'Dry'-weight basis, corrected for moisture.
1761 | ResultBasis | Leachate |  | The results is being reported from a Leachate; this VV requires a Handling node entry
1762 | ResultBasis | Total |  | The aqueous result is being reported on a 'Total' basis, and was analyzed as collected.
1763 | ResultBasis | Wet |  | The solid result is being reported on a 'Wet'-weight basis, uncorrected for moisture.
1764 | ResultType | < |  | The analyte has been detected and its concentration is less than the value reported. This character must be declared as &LT; in the actual XML file.
1765 | ResultType | = |  | The analyte has been detected and its concentration is equal to the value reported.
1766 | ResultType | > |  | The analyte has been detected and its concentration is greater than the value reported. This character must be declared as &GT; in the actual XML file.
1767 | ResultType | Absent
1768 | ResultType | Fail
1769 | ResultType | Negative
1770 | ResultType | Not_Detected
1771 | ResultType | Not_Required
1772 | ResultType | Pass
1773 | ResultType | Positive
1774 | ResultType | Present
1776 | ResultUnits | 100mL | per 100 mL
1777 | ResultUnits | Bq | becquerels
1778 | ResultUnits | Bq/cm2 | bequerels per square centimeter
1779 | ResultUnits | Bq/cm3 | bequerels per cubic centimeter
1780 | ResultUnits | Bq/g | becquerels per gram
1781 | ResultUnits | Bq/kg | becquerels per kilogram
1782 | ResultUnits | Bq/L | becquerels per liter
1783 | ResultUnits | Bq/m2 | bequerels per square meter
1784 | ResultUnits | Bq/m3 | bequerels per cubic meter
1785 | ResultUnits | Bq/mg | becquerels per milligram
1786 | ResultUnits | Bq/mL | becquerels per milliliter
1787 | ResultUnits | Bq/uL | becquerels per microliter
1788 | ResultUnits | col/100mL | Colonies per 100 mL
1789 | ResultUnits | Degrees C
1790 | ResultUnits | Degrees F
1791 | ResultUnits | g | gram
1792 | ResultUnits | g/cm3 | grams per cubic centimeter
1793 | ResultUnits | g/g | grams per gram
1794 | ResultUnits | g/kg | grams per kilogram
1795 | ResultUnits | g/L | grams per liter
1796 | ResultUnits | g/mg | grams per milligram
1797 | ResultUnits | g/mL | grams per milliliter
1798 | ResultUnits | g/uL | grams per microliter
1799 | ResultUnits | Gy | Grays
1800 | ResultUnits | Gy/d | Grays per day
1801 | ResultUnits | Gy/h | Grays per hour
1802 | ResultUnits | Gy/min | Grays per minute
1803 | ResultUnits | Gy/s | Grays per second
1804 | ResultUnits | mBq | millibecquerels
1805 | ResultUnits | mBq/cm2 | millibequerels per square centimeter
1806 | ResultUnits | mBq/cm3 | millibequerels per cubic centimeter
1807 | ResultUnits | mBq/g | millibecquerels per gram
1808 | ResultUnits | mBq/kg | millibecquerels per kilogram
1809 | ResultUnits | mBq/L | millibecquerels per liter
1810 | ResultUnits | mBq/m2 | millibequerels per square meter
1811 | ResultUnits | mBq/m3 | millibequerels per cubic meter
1812 | ResultUnits | mBq/mg | millibecquerels per milligram
1813 | ResultUnits | mBq/mL | millibecquerels per milliliter
1814 | ResultUnits | mBq/uL | millibecquerels per microliter
1815 | ResultUnits | mg | milligram
1816 | ResultUnits | mg/cm2 | milligrams per square centimeter
1817 | ResultUnits | mg/cm3 | milligrams per cubic centimeter
1818 | ResultUnits | mg/g | milligrams per gram
1819 | ResultUnits | mg/kg | milligrams per kilogram
1820 | ResultUnits | mg/L | milligrams per liter
1821 | ResultUnits | mg/m2 | milligrams per square meter
1822 | ResultUnits | mg/m3 | milligrams per cubic meter
1823 | ResultUnits | mg/mg | milligrams per milligram
1824 | ResultUnits | mg/mL | milligrams per milliliter
1825 | ResultUnits | mg/uL | milligrams per microliter
1826 | ResultUnits | mGy | milliGrays
1827 | ResultUnits | mGy/d | milliGrays per day
1828 | ResultUnits | mGy/h | milliGrays per hour
1829 | ResultUnits | mGy/min | milliGrays per minute
1830 | ResultUnits | mGy/s | milliGrays per second
1831 | ResultUnits | MJ/kg | megajoules per kg
1832 | ResultUnits | mL/L | milliLiters per Liter
1833 | ResultUnits | mSv | milliSieverts
1834 | ResultUnits | mSv/d | milliSieverts per day
1835 | ResultUnits | mSv/h | milliSieverts per hour
1836 | ResultUnits | mSv/min | milliSieverts per minute
1837 | ResultUnits | mSv/s | milliSieverts per second
1838 | ResultUnits | NA | No unit listed
1839 | ResultUnits | nBq | nanobecquerels
1840 | ResultUnits | nBq/cm2 | nanobequerels per square centimeter
1841 | ResultUnits | nBq/cm3 | nanobequerels per cubic centimeter
1842 | ResultUnits | nBq/g | nanobecquerels per gram
1843 | ResultUnits | nBq/kg | nanobecquerels per kilogram
1844 | ResultUnits | nBq/L | nanobecquerels per liter
1845 | ResultUnits | nBq/m2 | nanobequerels per square meter
1846 | ResultUnits | nBq/m3 | nanobequerels per cubic meter
1847 | ResultUnits | nBq/mg | nanobecquerels per milligram
1848 | ResultUnits | nBq/mL | nanobecquerels per milliliter
1849 | ResultUnits | nBq/uL | nanobecquerels per microliter
1850 | ResultUnits | ng | nanogram
1851 | ResultUnits | ng/cm2 | nanograms per square centimeter
1852 | ResultUnits | ng/cm3 | nanograms per cubic centimeter
1853 | ResultUnits | ng/g | nanograms per gram
1854 | ResultUnits | ng/kg | nanograms per kilogram
1855 | ResultUnits | ng/L | nanograms per liter
1856 | ResultUnits | ng/m2 | nanograms per square meter
1857 | ResultUnits | ng/m3 | nanograms per cubic meter
1858 | ResultUnits | ng/mg | nanograms per milligram
1859 | ResultUnits | ng/mL | nanograms per milliliter
1860 | ResultUnits | ng/uL | nanograms per microliter
1861 | ResultUnits | nL/L | nanoLiters per Liter
1862 | ResultUnits | nL/mL | nanoLiters per milliLiter
1863 | ResultUnits | pBq | picobecquerels
1864 | ResultUnits | pBq/cm2 | picobequerels per square centimeter
1865 | ResultUnits | pBq/cm3 | picobequerels per cubic centimeter
1866 | ResultUnits | pBq/g | picobecquerels per gram
1867 | ResultUnits | pBq/kg | picobecquerels per kilogram
1868 | ResultUnits | pBq/L | picobecquerels per liter
1869 | ResultUnits | pBq/m2 | picobequerels per square meter
1870 | ResultUnits | pBq/m3 | picobequerels per cubic meter
1871 | ResultUnits | pBq/mg | picobecquerels per milligram
1872 | ResultUnits | pBq/mL | picobecquerels per milliliter
1873 | ResultUnits | pBq/uL | picobecquerels per microliter
1874 | ResultUnits | Percent | Percent (%)
1875 | ResultUnits | pg | picogram
1876 | ResultUnits | pg/cm2 | picograms per square centimeter
1877 | ResultUnits | pg/cm3 | picograms per cubic centimeter
1878 | ResultUnits | pg/g | picograms per gram
1879 | ResultUnits | pg/kg | picograms per kilogram
1880 | ResultUnits | pg/L | picograms per liter
1881 | ResultUnits | pg/m2 | picograms per square meter
1882 | ResultUnits | pg/m3 | picograms per cubic meter
1883 | ResultUnits | pg/mg | picograms per milligram
1884 | ResultUnits | pg/mL | picograms per milliliter
1885 | ResultUnits | pg/uL | picograms per microliter
1886 | ResultUnits | pH_Units | negative log H+ concentration - units
1887 | ResultUnits | pL/L | picoLiters per Liter
1888 | ResultUnits | pL/mL | picoLiters per milliLiter
1889 | ResultUnits | Sv | Sieverts
1890 | ResultUnits | Sv/d | Sieverts per day
1891 | ResultUnits | Sv/h | Sieverts per hour
1892 | ResultUnits | Sv/min | Sieverts per minute
1893 | ResultUnits | Sv/s | Sieverts per second
1894 | ResultUnits | uBq | microbecquerels
1895 | ResultUnits | uBq/cm2 | microbequerels per square centimeter
1896 | ResultUnits | uBq/cm3 | microbequerels per cubic centimeter
1897 | ResultUnits | uBq/g | microbecquerels per gram
1898 | ResultUnits | uBq/kg | microbecquerels per kilogram
1899 | ResultUnits | uBq/L | microbecquerels per liter
1900 | ResultUnits | uBq/m2 | microbequerels per square meter
1901 | ResultUnits | uBq/m3 | microbequerels per cubic meter
1902 | ResultUnits | uBq/mg | microbecquerels per milligram
1903 | ResultUnits | uBq/mL | microbecquerels per milliliter
1904 | ResultUnits | uBq/uL | microbecquerels per microliter
1905 | ResultUnits | ug | microgram
1906 | ResultUnits | ug/cm2 | micrograms per square centimeter
1907 | ResultUnits | ug/cm3 | micrograms per cubic centimeter
1908 | ResultUnits | ug/g | micrograms per gram
1909 | ResultUnits | ug/kg | micrograms per kilogram
1910 | ResultUnits | ug/L | micrograms per liter
1911 | ResultUnits | ug/m2 | micrograms per square meter
1912 | ResultUnits | ug/m3 | micrograms per cubic meter
1913 | ResultUnits | ug/mg | micrograms per milligram
1914 | ResultUnits | ug/mL | micrograms per milliliter
1915 | ResultUnits | ug/uL | micrograms per microliter
1916 | ResultUnits | uGy | microGrays
1917 | ResultUnits | uGy/d | microGrays per day
1918 | ResultUnits | uGy/h | microGrays per hour
1919 | ResultUnits | uGy/min | microGrays per minute
1920 | ResultUnits | uGy/s | microGrays per second
1921 | ResultUnits | uL/L | microLiters per Liter
1922 | ResultUnits | uL/mL | microliters per milliliter
1923 | ResultUnits | uSv | microSieverts
1924 | ResultUnits | uSv/d | microSieverts per day
1925 | ResultUnits | uSv/h | microSieverts per hour
1926 | ResultUnits | uSv/min | microSieverts per minute
1927 | ResultUnits | uSv/s | microSieverts per second
1929 | AnalyzedAmountUnits | cm2 | square centimeters
1930 | AnalyzedAmountUnits | cm3 | cubic centimeter
1931 | AnalyzedAmountUnits | g | gram
1932 | AnalyzedAmountUnits | kg | kilograms
1933 | AnalyzedAmountUnits | L | liter
1934 | AnalyzedAmountUnits | m2 | square meters
1935 | AnalyzedAmountUnits | m3 | cubic meters
1936 | AnalyzedAmountUnits | mg | milligram
1937 | AnalyzedAmountUnits | mL | milliliter
1938 | AnalyzedAmountUnits | ng | nanogram
1939 | AnalyzedAmountUnits | pg | picogram
1940 | AnalyzedAmountUnits | ug | microgram
1941 | AnalyzedAmountUnits | uL | microliter
1942 | AnalyzedAmountUnits | wipe | wipe
1943 | DateFormat | MM/DD/YY hh:mm:ss.sTZD | valid time zone with " " instead of "T"
1944 | DateFormat | MM/DD/YY hhmmss.sTZD | valid time zone with " " instead of "T"
1945 | DateFormat | MM/DD/YYYY hh:mm:ss.sTZD | valid time zone with " " instead of "T"
1946 | DateFormat | MM/DD/YYYY hhmmss.sTZD | valid time zone with " " instead of "T"
1947 | DateFormat | MMDDYY hh:mm:ss.sTZD | valid time zone with " " instead of "T"
1948 | DateFormat | MMDDYY hhmmss.sTZD | valid time zone with " " instead of "T"
1949 | DateFormat | MMDDYYYY hh:mm:ss.sTZD | valid time zone with " " instead of "T"
1950 | DateFormat | MMDDYYYY hhmmss.sTZD | valid time zone with " " instead of "T"
1951 | DateFormat | YYMMDD hh:mm:ss.sTZD | valid time zone with " " instead of "T"
1952 | DateFormat | YYMMDD hhmmss.sTZD | valid time zone with " " instead of "T"
1953 | DateFormat | YYYYMMDD hh:mm:ss.sTZD | valid time zone with " " instead of "T"
1954 | DateFormat | YYYY-MM-DD hh:mm:ss.sTZD | valid time zone with " " instead of "T"
1955 | DateFormat | YYYYMMDD hhmmss.sTZD | valid time zone with " " instead of "T"
1956 | DateFormat | MM/DD/YYThh:mm:ss | valid time zone without milliseconds or time zone
1957 | DateFormat | MM/DD/YYThhmmss | valid time zone without milliseconds or time zone
1958 | DateFormat | MM/DD/YYYYThh:mm:ss | valid time zone without milliseconds or time zone
1959 | DateFormat | MM/DD/YYYYThhmmss | valid time zone without milliseconds or time zone
1960 | DateFormat | MMDDYYThh:mm:ss | valid time zone without milliseconds or time zone
1961 | DateFormat | MMDDYYThhmmss | valid time zone without milliseconds or time zone
1962 | DateFormat | MMDDYYYYThh:mm:ss | valid time zone without milliseconds or time zone
1963 | DateFormat | MMDDYYYYThhmmss | valid time zone without milliseconds or time zone
1964 | DateFormat | YYMMDDThh:mm:ss | valid time zone without milliseconds or time zone
1965 | DateFormat | YYMMDDThhmmss | valid time zone without milliseconds or time zone
1966 | DateFormat | YYYYMMDDThh:mm:ss | valid time zone without milliseconds or time zone
1967 | DateFormat | YYYY-MM-DDThh:mm:ss | valid time zone without milliseconds or time zone
1968 | DateFormat | YYYYMMDDThhmmss | valid time zone without milliseconds or time zone
1969 | DateFormat | MM/DD/YY hh:mm:ss | valid time zone without milliseconds or time zone
1970 | DateFormat | MM/DD/YY hhmmss | valid time zone without milliseconds or time zone
1971 | DateFormat | MM/DD/YYYY hh:mm:ss | valid time zone without milliseconds or time zone
1972 | DateFormat | MM/DD/YYYY hhmmss | valid time zone without milliseconds or time zone
1973 | DateFormat | MMDDYY hh:mm:ss | valid time zone without milliseconds or time zone
1974 | DateFormat | MMDDYY hhmmss | valid time zone without milliseconds or time zone
1975 | DateFormat | MMDDYYYY hh:mm:ss | valid time zone without milliseconds or time zone
1976 | DateFormat | MMDDYYYY hhmmss | valid time zone without milliseconds or time zone
1977 | DateFormat | YYMMDD hh:mm:ss | valid time zone without milliseconds or time zone
1978 | DateFormat | YYMMDD hhmmss | valid time zone without milliseconds or time zone
1979 | DateFormat | YYYYMMDD hh:mm:ss | valid time zone without milliseconds or time zone
1980 | DateFormat | YYYY-MM-DD hh:mm:ss | valid time zone without milliseconds or time zone
1981 | DateFormat | YYYYMMDD hhmmss | valid time zone without milliseconds or time zone
1982 | ClientMethodID | 6020B | Inductively Coupled Plasma - Mass Spectrometry | USEPA_OSW
1983 | CASRegistryNumber | Ignitability | Ignitability (Flashpoint)
1984 | CASRegistryNumber | Total-EPH | Total Extractable Petroleum Hydrocarbons
1985 | CASRegistryNumber | E-TPH | Equivalent Total Petroleum Hydrocarbons (Total VPH+EPH)
1986 | ClientMethodID | 6010D | Inductively Coupled Plasma - Atomic Emission Spectrometry | USEPA_OSW
1987 | CASRegistryNumber | TDS | Total Dissolved Solids
1988 | CASRegistryNumber | 375-22-4 | Perfluorobutanoic acid (PFBA) | PFAS
1989 | CASRegistryNumber | 13252-13-6 | Hexafluoropropylene oxide dimer acid (HFPO-DA) | PFAS
1990 | CASRegistryNumber | 2991-50-6 | N-ethyl Perfluorooctanesulfonamidoacetic acid (N-EtFOSAA) | PFAS
1991 | CASRegistryNumber | 2355-31-9 | N-methyl Perfluorooctanesulfonamidoacetic acid (N-MeFOSAA) | PFAS
1992 | CASRegistryNumber | 335-76-2 | Perfluorodecanoic acid (PFDA) | PFAS
1993 | CASRegistryNumber | 307-55-1 | Perfluorododecanoic acid (PFDoA) | PFAS
1994 | CASRegistryNumber | 307-24-4 | Perfluorohexanoic acid (PFHxA) | PFAS
1995 | CASRegistryNumber | 376-06-7 | Perfluorotetradecanoic acid (PFTA) | PFAS
1996 | CASRegistryNumber | 72629-94-8 | Perfluorotridecanoic acid (PFTrDA) | PFAS
1997 | CASRegistryNumber | 2058-94-8 | Perfluoroundecanoic acid (PFUnA) | PFAS
1998 | CASRegistryNumber | 763051-92-9 | 11-chloroeicosafluoro-3-oxaundecane-1-sulfonic acid (11Cl-PF3OUdS) | PFAS
1999 | CASRegistryNumber | 756426-58-1 | 9-chlorohezadecafluoro-3-axanone-1-sulfonic acid (9Cl-PF3ONS) | PFAS
2000 | CASRegistryNumber | 919005-14-4 | 4,8-dioxa-3H-perfluorononanoic acid (ADONA) | PFAS
2001 | CASRegistryNumber | 120226-60-0 | 10:2 Fluorotelomersulfonate (10:2-FTS) | PFAS
2002 | CASRegistryNumber | 757124-72-4 | 4:2 Fluorotelomersulfonate (4:2-FTS) | PFAS
2003 | CASRegistryNumber | 27619-97-2 | 6:2 Fluorotelomersulfonate (6:2-FTS) | PFAS
2004 | CASRegistryNumber | 39108-34-4 | 8:2 Fluorotelomersulfonate (8:2-FTS) | PFAS
2005 | CASRegistryNumber | 4151-50-2 | N-ethyl perfluorooctane sulfonamide (N-EtFOSA) | PFAS
2006 | CASRegistryNumber | 1691-99-2 | N-ethyl perfluorooctane sulfonamidoethanol (N-EtFOSE) | PFAS
2007 | CASRegistryNumber | 31506-32-8 | N-methyl perfluorooctane sulfonamide (N-MeFOSA) | PFAS
2008 | CASRegistryNumber | 24448-09-7 | N-methyl perfluorooctane sulfonamidoethanol (N-MeFOSE) | PFAS
2009 | CASRegistryNumber | 335-77-3 | Perfluorodecanesulfonate (PFDS) | PFAS
2010 | CASRegistryNumber | 79780-39-5 | Perfluorododecanesulfonate (PFDoS) | PFAS
2011 | CASRegistryNumber | 375-92-8 | Perfluoroheptanesulfonate (PFHpS) | PFAS
2012 | CASRegistryNumber | 67905-19-5 | Perfluorohexadecanoic acid (PFHxDA) | PFAS
2013 | CASRegistryNumber | 68259-12-1 | Perfluorononanesulfonate (PFNS) | PFAS
2014 | CASRegistryNumber | 16517-11-6 | Perfluorooctadecanoic acid (PFODA) | PFAS
2015 | CASRegistryNumber | 754-91-6 | Perfluorooctanesulfonamide (PFOSA) | PFAS
2016 | CASRegistryNumber | 2706-91-4 | Perfluoropentanesulfonate (PFPS) | PFAS
2017 | CASRegistryNumber | 2706-90-3 | Perfluoropentanoic acid (PFPA) | PFAS
2018 | CASRegistryNumber | 2051-60-7 | 2-Chlorobiphenyl | PCB Congener
2019 | CASRegistryNumber | 1660-91-7 | 2,3-Dichlorobiphenyl | PCB Congener
2020 | CASRegistryNumber | 37680-65-2 | 2,2',5-Trichlorobiphenyl | PCB Congener
2021 | CASRegistryNumber | 16606-02-3 | 2,4',5-Trichlorobiphenyl | PCB Congener
2022 | CASRegistryNumber | 41464-39-5 | 2,2',3,5'-Tetrachlorobiphenyl | PCB Congener
2023 | CASRegistryNumber | 35693-99-3 | 2,2',5,5'-Tetrachlorobiphenyl | PCB Congener
2024 | CASRegistryNumber | 32598-10-0 | 2,3',4,4'-Tetrachlorobiphenyl | PCB Congener
2025 | CASRegistryNumber | 38380-02-8 | 2,2',3,4,5'-Pentachlorobiphenyl | PCB Congener
2026 | CASRegistryNumber | 37680-73-2 | 2,2',4,5,5'-Pentachlorobiphenyl | PCB Congener
2027 | CASRegistryNumber | 38380-03-9 | 2,3,3',4',6-Pentachlorobiphenyl | PCB Congener
2028 | CASRegistryNumber | 35065-28-2 | 2,2',3,4,4',5'-Hexachlorobiphenyl | PCB Congener
2029 | CASRegistryNumber | 52712-04-6 | 2,2',3,4,5,5'-Hexachlorobiphenyl | PCB Congener
2030 | CASRegistryNumber | 52663-63-5 | 2,2',3,5,5',6-Hexachlorobiphenyl | PCB Congener
2031 | CASRegistryNumber | 35065-27-1 | 2,2',4,4',5,5'-Hexachlorobiphenyl | PCB Congener
2032 | CASRegistryNumber | 35065-30-6 | 2,2',3,3',4,4',5-Heptachlorobiphenyl | PCB Congener
2033 | CASRegistryNumber | 35065-29-3 | 2,2',3,4,4',5,5'-Heptachlorobiphenyl | PCB Congener
2034 | CASRegistryNumber | 52663-69-1 | 2,2',3,4,4',5',6-Heptachlorobiphenyl | PCB Congener
2035 | CASRegistryNumber | 52663-68-0 | 2,2',3,4',5,5',6-Heptachlorobiphenyl | PCB Congener
2036 | CASRegistryNumber | 40186-72-9 | 2,2',3,3',4,4',5,5',6-Nonachlorobiphenyl | PCB Congener
2037 | CASRegistryNumber | 107-02-8 | Acrolein (Propenal)
2038 | CASRegistryNumber | 107-18-6 | Allyl alcohol
2039 | CASRegistryNumber | 505-60-2 | Bis(2-chloroethyl)sulfide
2040 | CASRegistryNumber | 598-31-2 | Bromoacetone
2041 | CASRegistryNumber | 71-36-3 | n-Butanol
2042 | CASRegistryNumber | 302-17-0 | Chloral hydrate
2043 | CASRegistryNumber | 107-07-3 | 2-Chloroethanol
2044 | CASRegistryNumber | 110-75-8 | 2-Chloroethyl vinyl ether
2045 | CASRegistryNumber | 126-99-8 | Chloroprene
2046 | CASRegistryNumber | 542-76-7 | 3-Chloropropionitrile
2047 | CASRegistryNumber | 4170-30-3 | Crotonaldehyde
2048 | CASRegistryNumber | 1476-11-5 | cis-1,4-Dichloro-2-butene
2049 | CASRegistryNumber | 110-57-6 | trans-1,4-Dichloro-2-butene
2050 | CASRegistryNumber | 1464-53-5 | 1,2,3,4-Diepoxybutane
2051 | CASRegistryNumber | 106-89-8 | Epichlorohydrin
2052 | CASRegistryNumber | 75-21-8 | Ethylene oxide
2053 | CASRegistryNumber | 97-63-2 | Ethyl methacrylate
2054 | CASRegistryNumber | 462-06-6 | Fluorobenzene (Internal Standard)
2055 | CASRegistryNumber | 78-97-7 | 2-Hydroxypropionitrile
2056 | CASRegistryNumber | 78-83-1 | Isobutyl alcohol
2057 | CASRegistryNumber | 109-77-3 | Malonitrile
2058 | CASRegistryNumber | 126-98-7 | Methacrylonitrile
2059 | CASRegistryNumber | 80-62-6 | Methyl methacrylate
2060 | CASRegistryNumber | 79-46-9 | 2-Nitropropane
2061 | CASRegistryNumber | 123-63-7 | Paraldehyde
2062 | CASRegistryNumber | 76-01-7 | Pentachloroethane
2063 | CASRegistryNumber | 107-87-9 | 2-Pentanone
2064 | CASRegistryNumber | 109-06-8 | 2-Picoline
2065 | CASRegistryNumber | 71-23-8 | 1-Propanol
2066 | CASRegistryNumber | 67-63-0 | 2-Propanol
2067 | CASRegistryNumber | 107-19-7 | Propargyl alcohol
2068 | CASRegistryNumber | 57-57-8 | beta-Propiolactone
2069 | CASRegistryNumber | 107-12-0 | Propionitrile (ethyl cyanide)
2070 | CASRegistryNumber | 107-10-8 | n-Propylamine
2071 | CASRegistryNumber | 95-53-4 | o-Toluidine
2072 | CASRegistryNumber | 98-86-2 | Acetophenone
2073 | CASRegistryNumber | 919-94-8 | tert-Amyl ethyl ether (TAEE) (4,4-Dimethyl-3-oxahexane)
2074 | CASRegistryNumber | 994-05-8 | tert-Amyl methyl ether (TAME)
2075 | CASRegistryNumber | 75-65-0 | tert-Butyl alcohol (TBA)
2076 | CASRegistryNumber | 924-16-3 | N-Nitrosodibutylamine
2077 | CASRegistryNumber | 55-18-5 | N-Nitrosodiethylamine
2078 | CASRegistryNumber | 62-75-9 | N-Nitrosodimethylamine
2079 | CASRegistryNumber | 621-64-7 | N-Nitrosodi-n-propylamine
2080 | CASRegistryNumber | 10595-95-6 | N-Nitrosomethylethylamine
2081 | CASRegistryNumber | 363-72-4 | Pentafluorobenzene
2082 | CASRegistryNumber | 392-56-3 | Hexafluorobenzene
2083 | CASRegistryNumber | 107-44-8 | Sarin (GB, O-Isopropyl methylphosphonofluoridate)
2084 | CASRegistryNumber | 50782-69-9 | VX (O-Ethyl S-2-diisopropylaminoethyl methyl phosphonothiolate)
2085 | CASRegistryNumber | 505-60-2 | HD (Bis(2-chloroethyl)sulfide)
2086 | CASRegistryNumber | 7440-42-8 | Boron
2087 | CASRegistryNumber | 7439-93-2 | Lithium
2088 | CASRegistryNumber | 7439-98-7 | Molybdenum
2089 | CASRegistryNumber | 7723-14-0 | Phosphorus
2090 | CASRegistryNumber | 7440-09-7 | Potassium
2091 | CASRegistryNumber | 7631-86-9 | Silica
2092 | CASRegistryNumber | 7440-24-6 | Strontium
2093 | CASRegistryNumber | 7440-31-5 | Tin
2094 | CASRegistryNumber | 7440-32-6 | Titanium
2095 | CASRegistryNumber | 124-18-5 | n-Decane
2096 | CASRegistryNumber | 112-40-3 | n-Dodecane
2097 | CASRegistryNumber | 111-65-9 | n-Octane
2098 | CASRegistryNumber | 109-66-0 | Pentane
2099 | CASRegistryNumber | 615-59-8 | 2,5-Dibromotoluene
2100 | CASRegistryNumber | 67-56-1 | Methanol
2101 | CASRegistryNumber | 57-55-6 | Propylene glycol
2102 | CASRegistryNumber | 107-21-1 | Ethylene glycol
2103 | CASRegistryNumber | 108-93-0 | Cyclohexanol
2104 | CASRegistryNumber | 106-44-5 | 4-Methylphenol
2105 | ClientMethodID | 8260D | Volatile Organic Compounds by Gas Chromatography/Mass Spectrometry (GC/MS) | USEPA_OSW
2106 | status | E | ChemData applied qualifier (electronic)
2107 | status | M | Chemist reviewed qualifier (manual)
2108 | status | F | Senior chemist approved qualifier
2109 | stage | S1VE | Stage_1_Validation_Electronic
2110 | stage | S1VM | Stage_1_Validation_Manual
2111 | stage | S1VEM | Stage_1_Validation_Electronic_and_Manual
2112 | stage | S2AVE | Stage_2A_Validation_Electronic
2113 | stage | S2AVM | Stage_2A_Validation_Manual
2114 | stage | S2AVEM | Stage_2A_Validation_Electronic_and_Manual
2115 | stage | S2BVE | Stage_2B_Validation_Electronic
2116 | stage | S2BVM | Stage_2B_Validation_Manual
2117 | stage | S2BVEM | Stage_2B_Validation_Electronic_and_ Manual
2118 | stage | S3VE | Stage_3_Validation_Electronic
2119 | stage | S3VM | Stage_3_Validation_Manual
2120 | stage | S3VEM | Stage_3_Validation_Electronic_and_Manual
2121 | stage | S4VE | Stage_4_Validation_Electronic
2122 | stage | S4VM | Stage_4_Validation_Manual
2123 | stage | S4VEM | Stage_4_Validation_Electronic_and_ Manual
2124 | stage | NV | Not_Validated
2125 | reason | MB | method blank detection | S2
2126 | reason | TB | trip blank detection | S2
2127 | reason | EB | equipment blank detection | S2
2128 | reason | LCS_%R | laboratory control sample or laboratory control sample duplicate recovery failure | S2
2129 | reason | LCSD_RPD | laboratory control sample duplicate relative percent difference failure | S2
2130 | reason | MS_%R | matrix spike or matrix spike duplicate recovery failure | S2
2131 | reason | MSD_RPD | matrix spike duplicate relative percent difference failure | S2
2132 | reason | SUR_%R | surrogate recovery failure | S2
2133 | reason | FD_RPD | field duplicate relative percent difference failure | S2
2134 | reason | LD_RPD | laboratory duplicate relative percent difference failure | S2
2135 | reason | ISM_RSD | incremental sampling methodology replicate relative standard deviation failure | S2
2136 | flag | U | The analyte was not detected; the listed numeric value is the reporting limit.
2137 | flag | UJ | The analyte was not detected; the listed numeric value (reporting limit) is approximate.
2138 | flag | J | The result is estimated with an unknown bias.
2139 | flag | J+ | The result is estimated with a high bias.
2140 | flag | J- | The result is estimated with a low bias.
2141 | flag | UB | The result is considered not detected (less than the listed reporting limit) due to sample contamination identified in an associated blank sample.
2142 | flag | B | The result is estimated with a high bias, and may be a false-positive detection, due to sample contamination identified in an associated blank sample.
2143 | flag | NJ | The result is estimated and there is significant uncertainty in the identity of the analyte.
2144 | flag | N | There is significant uncertainty in the identity of the detected analyte.
2145 | flag | X | The result was affected by serious deficiencies in the ability to meet published method or project QC criteria. The presence or absence of the analyte cannot be verified. Acceptance or rejection of the data should be decided by the project team, but exclusion of the data is recommended.
2146 | flag | QN | The result is estimated with an unknown bias.
2147 | flag | QH | The result is estimated with a high bias.
2148 | flag | QL | The result is estimated with a low bias.
2149 | flag | H | The result is estimated with a low bias, due to a holding time exceedance.
2150 | flag | R | The result was affected by serious deficiencies in the ability to meet published method or project QC criteria. The presence or absence of the analyte cannot be verified. The result has been rejected as unusable.
2151 | CASRegistryNumber | 57-12-5 | Cyanide
2152 | CASRegistryNumber | TKN | Total Kjeldahl Nitrogen
2153 | CASRegistryNumber | NO3-NO2-N | Total Nitrate and Nitrite Nitrogen
2154 | CASRegistryNumber | CaCO3-Hardness | Hardness as Calcium carbonate
2155 | CASRegistryNumber | 7440-21-3 | Silicon
2156 | CASRegistryNumber | HEM | Hexane Extractable Material - Oil and Grease
2157 | CASRegistryNumber | SG-HEM | Silica Gel Treated Hexane Extractable Material
2158 | CASRegistryNumber | ALI-C10-C12 | C10-C12 Aliphatics
2159 | CASRegistryNumber | ARO-C10-C12 | C10-C12 Aromatics
2160 | CASRegistryNumber | ALI-C12-C16 | C12-C16 Aliphatics
2161 | CASRegistryNumber | ARO-C12-C16 | C12-C16 Aromatics
2162 | CASRegistryNumber | ALI-C16-C21 | C16-C21 Aliphatics
2163 | CASRegistryNumber | ARO-C16-C21 | C16-C21 Aromatics
2164 | CASRegistryNumber | ALI-C21-C34 | C21-C34 Aliphatics
2165 | CASRegistryNumber | ARO-C21-C34 | C21-C34 Aromatics
2166 | CASRegistryNumber | ALI-C10-C12 | C10-C12 Aliphatics
2167 | CASRegistryNumber | ARO-C10-C12 | C10-C12 Aromatics
2168 | CASRegistryNumber | ARO-C12-C13 | C12-C13 Aromatics
2169 | CASRegistryNumber | ALI-C5-C6 | C5-C6 Aliphatics
2170 | CASRegistryNumber | ALI-C6-C8 | C6-C8 Aliphatics
2171 | CASRegistryNumber | ALI-C8-C10 | C8-C10 Aliphatics
2172 | CASRegistryNumber | ARO-C8-C10 | C8-C10 Aromatics